## Comprehensive List
| LSU Facilities and Equipment |  |  | A comprehensive, search- and sort-able list of facilities and equipment on LSU's campus | Want to highlight and save rows for selection? Navigate to this cell for directions.
Highlight? | College/Office | School/Department (if applicable) | Facility/Laboratory | Facility/Laboratory Link | Facility/Laboratory Description | Equipment/Process Name | Equipment/Process Description | Cost Center? | Contact Name | Contact Email | Contact Phone Number
| Coast & Environment |  | Wetland & Aquatic Biogeochemistry Laboratory (WABL) | https://faculty.lsu.edu/whitelab/ | The Wetland & Aquatic Biogoechemistry lab in a non profit analytical services laboratory and research laboratory specializing in water and soil quality measurements. Capabilities include carbon and nutrient determinations in water, soil or plant samples. Measures of microbial activity including soil respiration, denitrification, methanogenesis and soil enzymes. Gas analyses inlcude CO2 CH4 N2O. | Shimadzu ECD, TCD, FID gas chromatographs | For measurenet of N2O, CO2 and CH4 in gas samples |  | Thomas Blanchard | tblanc9@lsu.edu | 89370
| Coast & Environment |  | Wetland & Aquatic Biogeochemistry Laboratory (WABL) | https://faculty.lsu.edu/whitelab/ | The Wetland & Aquatic Biogoechemistry lab in a non profit analytical services laboratory and research laboratory specializing in water and soil quality measurements. Capabilities include carbon and nutrient determinations in water, soil or plant samples. Measures of microbial activity including soil respiration, denitrification, methanogenesis and soil enzymes. Gas analyses inlcude CO2 CH4 N2O. | Multidetection microplate reader | For assay determinations for a wide range of tests, currently used to determine enzyme activity in soil and sediments |  | Unknown | Unknown | Unknown
| Coast & Environment |  | Wetland & Aquatic Biogeochemistry Laboratory (WABL) | https://faculty.lsu.edu/whitelab/ | The Wetland & Aquatic Biogoechemistry lab in a non profit analytical services laboratory and research laboratory specializing in water and soil quality measurements. Capabilities include carbon and nutrient determinations in water, soil or plant samples. Measures of microbial activity including soil respiration, denitrification, methanogenesis and soil enzymes. Gas analyses inlcude CO2 CH4 N2O. | discrete automated colormetric WQ analyzers, | For nutrient analyses of water, extracts and digests for C, N, P |  | John R. White | jrwhite@lsu.edu | 2252517466
| Coast & Environment | N/A | Marine Community Ecology Lab | http://glaspielab.com/ | Marine ecosystems are impacted by anthropogenic stressors such as climate change, habitat loss, and overfishing. An interdisciplinary approach is necessary to address real world problems related to sustainability. The Glaspie Lab's research integrates laboratory, field, and modeling approaches to address the question: how do habitat loss, ocean acidification, and climate change alter interactions between members of an ecological community, and what are the implications for humanity? | N/A | N/A |  | Cassandra Glaspie | cglaspie1@lsu.edu | 80379
| Pennington Biomedical Research Center | N/A | Louisiana Clinical & Translational Science Center (LA CATS) | http://lacats.pbrc.edu/ | Louisiana Clinical & Translational Science Center (LA CATS) | N/A | N/A |  | Need Information | Need Information | Need Information
| Libraries | Libraries | Main library | http://lib.lsu.edu | The main library building has ITS-run computer labs available to the university community. Three public access computers are also accessible to those without LSU credentials. ITS print desk and help desk operations are available in the building. Equipment can be borrowed by students via the Gear to Geaux program: https://lib.lsu.edu/borrowing#Gear2Geaux | N/A | Equipment available through Gear to Geaux https://lib.lsu.edu/borrowing#Gear2Geaux | ITS Student Technology Fee | ITS | ITS | ITS
| Office of Research & Economic Development | N/A | National Center for Advanced Manufacturing (NCAM) | http://ncam.eng.lsu.edu/ | The National Center for Advanced Manufacturing (NCAM), located at the NASA Michoud Assembly Facility in New Orleans, is home to the partnership between NASA, the State of Louisiana, Louisiana State University, the University of New Orleans (UNO) and the UNO Research and Technology Foundation. NCAM, originally formed in 1999, is a state-of-the-art research and production center focused on applying advanced manufacturing technologies to lightweight composite and metallic materials in support of the NASA space program and adjacent industries. NCAM also has a strong educational role, sponsoring a coalition of Louisiana research universities, workforce development programs and STEM outreach initiatives. | Friction Stir Welding (FSW) | A solid-state metal joining process producing high-strength, defect free joints in metallic materials. The process employs a pin tool with a low rotational speed and applied pressure that “mechanically stirs” two parent materials together to produce a uniform weld. It significantly reduces residual stresses and creates strong and flexible joints with low deformation, shrinkage and porosity. The process is fully automated and can be used for complex geometries. NCAM has four PAR Systems machines for FSW; Universal Weld Systems #1 (UWS1), Universal Weld System #2 (UWS2), Robotic Weld Tool #3 (RWT3) and Process Development System #1 (PDS1). |  | Need Information | Need Information | Need Information
| Office of Research & Economic Development | N/A | National Center for Advanced Manufacturing (NCAM) | http://ncam.eng.lsu.edu/ | The National Center for Advanced Manufacturing (NCAM), located at the NASA Michoud Assembly Facility in New Orleans, is home to the partnership between NASA, the State of Louisiana, Louisiana State University, the University of New Orleans (UNO) and the UNO Research and Technology Foundation. NCAM, originally formed in 1999, is a state-of-the-art research and production center focused on applying advanced manufacturing technologies to lightweight composite and metallic materials in support of the NASA space program and adjacent industries. NCAM also has a strong educational role, sponsoring a coalition of Louisiana research universities, workforce development programs and STEM outreach initiatives. | Automated Fiber Replacement | Composite materials, as compared to many traditional manufacturing materials, offer weight reduction, greater strength to weight ratio, greater design flexibility, and superior performance in a corrosive environment. |  | Need Information | Need Information | Need Information
| Office of Research & Economic Development | N/A | National Center for Advanced Manufacturing (NCAM) | http://ncam.eng.lsu.edu/ | The National Center for Advanced Manufacturing (NCAM), located at the NASA Michoud Assembly Facility in New Orleans, is home to the partnership between NASA, the State of Louisiana, Louisiana State University, the University of New Orleans (UNO) and the UNO Research and Technology Foundation. NCAM, originally formed in 1999, is a state-of-the-art research and production center focused on applying advanced manufacturing technologies to lightweight composite and metallic materials in support of the NASA space program and adjacent industries. NCAM also has a strong educational role, sponsoring a coalition of Louisiana research universities, workforce development programs and STEM outreach initiatives. | Automated fiber placement | Automated fiber placement is a process that applies resin pre-impregnated fibers on complex tooling surfaces. The fiber comes in the form of what is referred to as “tows”. A tow is a bundle of fibers and is approximately 0.125” wide by 0.005” thick. The tows are fed to a compaction roller and heated on the FPM head, and through CNC programmable robotic movements are placed in courses across a tool surface. NCAM has two Ingersoll FPMs that are used in the manufacture of complex-shaped structure. Both machines are located within an environmentally controlled enclosure. NCAM has four PAR Systems machines for FSW; Universal Weld Systems #1 (UWS1), Universal Weld System #2 (UWS2), Robotic Weld Tool #3 (RWT3) and Process Development System #1 (PDS1). |  | Need Information | Need Information | Need Information
| Office of Research & Economic Development | N/A | National Center for Advanced Manufacturing (NCAM) | http://ncam.eng.lsu.edu/ | The National Center for Advanced Manufacturing (NCAM), located at the NASA Michoud Assembly Facility in New Orleans, is home to the partnership between NASA, the State of Louisiana, Louisiana State University, the University of New Orleans (UNO) and the UNO Research and Technology Foundation. NCAM, originally formed in 1999, is a state-of-the-art research and production center focused on applying advanced manufacturing technologies to lightweight composite and metallic materials in support of the NASA space program and adjacent industries. NCAM also has a strong educational role, sponsoring a coalition of Louisiana research universities, workforce development programs and STEM outreach initiatives. | High Speed Machining | Forest Line’ Minumac 5-axis high speed machining system is able to machine complex geometries for both composite and metallic materials. Ingersoll Horizontal Milling Machine PowerMill H 4.0 with two axis milling head, horizontal rotary table, and headstock/ tailstock. |  | Need Information | Need Information | Need Information
| Office of Research & Economic Development | N/A | National Center for Advanced Manufacturing (NCAM) | http://ncam.eng.lsu.edu/ | The National Center for Advanced Manufacturing (NCAM), located at the NASA Michoud Assembly Facility in New Orleans, is home to the partnership between NASA, the State of Louisiana, Louisiana State University, the University of New Orleans (UNO) and the UNO Research and Technology Foundation. NCAM, originally formed in 1999, is a state-of-the-art research and production center focused on applying advanced manufacturing technologies to lightweight composite and metallic materials in support of the NASA space program and adjacent industries. NCAM also has a strong educational role, sponsoring a coalition of Louisiana research universities, workforce development programs and STEM outreach initiatives. | Matec Non-Destructive Evaluation System | Matec Non-Destructive Evaluation System performs non-destructive inspection in the testing of composite and metal materials by employing a twin 5-axis traveling column configuration and multiple inspection system capability. |  | Need Information | Need Information | Need Information
| Mass Communication | N/A | Public Policy Research Lab | http://pprllsu.com/ | The Public Policy Research Lab (PPRL) is a research center dedicated to high quality, state-of-the-art survey data collection. For nearly 20 years the PPRL has advanced both practical and scholarly research. It serves government agencies, non-profit organizations, business and industry, as well as academic researchers. | Surveys | The Lab maintains 65 computer-assisted telephone interview call stations and a corps of highly-trained, well-supervised professional callers. Our callers use an advanced, highly efficient computer-assisted telephone interviewing system (CATI) and supporting software to reduce the cost and time of conducting surveys while ensuring the accuracy of data input. We can conduct interviews in English or Spanish. Our sampling capabilities allow for dual-frame designs to capture both landline and cell phone numbers. Additionally, we can target particular populations based on demographic characteristics or geographic location using census tracts. | Yes | Dr. Jenee Slocum | jenee@lsu.edu | 225-578-1899
| Engineering | N/A | Center for Rotating Machinery (CeRoM) | http://www.cerom.lsu.edu/ | one of the top priorities of the College of Engineering’s Strategic Planning Initiative. The Center focuses on interdisciplinary research and development in close collaboration with industry. By providing cutting-edge technological innovations to solve complex problems in engineering systems, the CeRoM serves as an intellectual foundation to the industry with focus on long-range development. Another distinguished feature of CeRoM involves the synergy between tribology, materials science, microfabrication, modeling, mechanical systems analysis, and advanced sensing technology with the goal of developing a new generation of mechanical components and systems. Accordingly, the Center’s mission is to develop the technology and deliver the next generation of vital mechanical components and systems for industry to boost their economic competitive edge through innovation. In the scientific arena, successful multidisciplinary research required in integrating the micro- and macro- systems involves challenging open problems bridging multiple-length-scales. The development of next generation components as planned in this proposal has the potential to revolutionize the industry in terms of productivity, reliability, and global competitiveness. The progress made will also have a profound, positive impact on the current scientific state-of-the-art knowledge. | Lewis LRI-1A Tribometer | The LRI-1a Tribometer is a large scale Tribometer which can apply a load of up to 200 pounds through an automated lead shot distribution system that is incorporated into the machine. Testing configurations include thrust washer and 3 x 0.25" square pins on a 0.938" diameter. Many other configurations can be added or adapted to the testing unit. The LRI-1a measures friction, wear to 25 millionths of an inch, and temperature of contact. Acoustic data can also be gathered. The bottom sample in the vertical tester is fixed while the top rotates. Speeds of up to 5000 rpm can be reached in continuous modes and many sweep angles and frequencies are optional for oscillating tests. Series of tests can be run for different speeds and loads set by time or wear, adjusting automatically. Alarm and shut down values can be set to allow for the machine to run days at a time if needed. Options on the machine include the wide variety of adapted specimen, bottom pad heater, lubrication chamber, and oil mist generator. (http://www.cerom.lsu.edu/facilities_2.htm) |  | Michael Khonsari | khonsari@lsu.edu | 89192
| Engineering | N/A | Center for Rotating Machinery (CeRoM) | http://www.cerom.lsu.edu/ | one of the top priorities of the College of Engineering’s Strategic Planning Initiative. The Center focuses on interdisciplinary research and development in close collaboration with industry. By providing cutting-edge technological innovations to solve complex problems in engineering systems, the CeRoM serves as an intellectual foundation to the industry with focus on long-range development. Another distinguished feature of CeRoM involves the synergy between tribology, materials science, microfabrication, modeling, mechanical systems analysis, and advanced sensing technology with the goal of developing a new generation of mechanical components and systems. Accordingly, the Center’s mission is to develop the technology and deliver the next generation of vital mechanical components and systems for industry to boost their economic competitive edge through innovation. In the scientific arena, successful multidisciplinary research required in integrating the micro- and macro- systems involves challenging open problems bridging multiple-length-scales. The development of next generation components as planned in this proposal has the potential to revolutionize the industry in terms of productivity, reliability, and global competitiveness. The progress made will also have a profound, positive impact on the current scientific state-of-the-art knowledge. | Lewis LRI-8H Bushing Tester | The LRI-8H is a bushing tester for shafts and bushings in both rotational and oscillating contacts. Friction coefficient is measured and recorded along with four temperatures around the outer diameter of the bushing. The thermocouples are located at top dead center (location of contact) and in 45-degree increments. Loads of up to 3000 pounds can be applied using weights hanging on a load arm. Test can be run dry or greased, as well as with circulated oil flow using oil sum with adjustable temperatures and flow rates. The bushings have an outer diameter of 1.25 inches and a length of 1 inch. The inner diameter of the bushing as well as the diameter of the shaft can be changed to achieve desired pressure and contact. The second option with the testing machine is a set-up which allows rotational and oscillating test for a block on ring configuration with adjustable ring diameter and block width. |  | Michael Khonsari | khonsari@lsu.edu | 89192
| Engineering | N/A | Center for Rotating Machinery (CeRoM) | http://www.cerom.lsu.edu/ | one of the top priorities of the College of Engineering’s Strategic Planning Initiative. The Center focuses on interdisciplinary research and development in close collaboration with industry. By providing cutting-edge technological innovations to solve complex problems in engineering systems, the CeRoM serves as an intellectual foundation to the industry with focus on long-range development. Another distinguished feature of CeRoM involves the synergy between tribology, materials science, microfabrication, modeling, mechanical systems analysis, and advanced sensing technology with the goal of developing a new generation of mechanical components and systems. Accordingly, the Center’s mission is to develop the technology and deliver the next generation of vital mechanical components and systems for industry to boost their economic competitive edge through innovation. In the scientific arena, successful multidisciplinary research required in integrating the micro- and macro- systems involves challenging open problems bridging multiple-length-scales. The development of next generation components as planned in this proposal has the potential to revolutionize the industry in terms of productivity, reliability, and global competitiveness. The progress made will also have a profound, positive impact on the current scientific state-of-the-art knowledge. | Mechanical Seal Test Rig | The Pump Seal Test Rig shown is used to test different mechanical seals. Water is used as a process fluid in the pump and either water or air can be used as a coolant in the seal. This provides similar conditions of actual pumps. Flush rates can be measured and varied to improve upon thermal characteristics of the seal. Temperatures are measured on the flush fluid, process fluid, and mating ring. |  | Michael Khonsari | khonsari@lsu.edu | 89192
| Engineering | N/A | Center for Rotating Machinery (CeRoM) | http://www.cerom.lsu.edu/ | one of the top priorities of the College of Engineering’s Strategic Planning Initiative. The Center focuses on interdisciplinary research and development in close collaboration with industry. By providing cutting-edge technological innovations to solve complex problems in engineering systems, the CeRoM serves as an intellectual foundation to the industry with focus on long-range development. Another distinguished feature of CeRoM involves the synergy between tribology, materials science, microfabrication, modeling, mechanical systems analysis, and advanced sensing technology with the goal of developing a new generation of mechanical components and systems. Accordingly, the Center’s mission is to develop the technology and deliver the next generation of vital mechanical components and systems for industry to boost their economic competitive edge through innovation. In the scientific arena, successful multidisciplinary research required in integrating the micro- and macro- systems involves challenging open problems bridging multiple-length-scales. The development of next generation components as planned in this proposal has the potential to revolutionize the industry in terms of productivity, reliability, and global competitiveness. The progress made will also have a profound, positive impact on the current scientific state-of-the-art knowledge. | Mobile Mechanical Seal Test Rig | The Mobile Seal Test Rig is used to test different types and sizes of mechanical seals, eliminating the main process fluid loop. An advantage of this set-up is its mobility and ease of handling. This rig, which circulates coolant into the gland, takes readings similar to the pump test rig for temperatures and flow rates. The speed of the motor is controlled by a variable speed drive adjustable from 0 to 3600 rpm. |  | Michael Khonsari | khonsari@lsu.edu | 89192
| Engineering | N/A | Center for Rotating Machinery (CeRoM) | http://www.cerom.lsu.edu/ | one of the top priorities of the College of Engineering’s Strategic Planning Initiative. The Center focuses on interdisciplinary research and development in close collaboration with industry. By providing cutting-edge technological innovations to solve complex problems in engineering systems, the CeRoM serves as an intellectual foundation to the industry with focus on long-range development. Another distinguished feature of CeRoM involves the synergy between tribology, materials science, microfabrication, modeling, mechanical systems analysis, and advanced sensing technology with the goal of developing a new generation of mechanical components and systems. Accordingly, the Center’s mission is to develop the technology and deliver the next generation of vital mechanical components and systems for industry to boost their economic competitive edge through innovation. In the scientific arena, successful multidisciplinary research required in integrating the micro- and macro- systems involves challenging open problems bridging multiple-length-scales. The development of next generation components as planned in this proposal has the potential to revolutionize the industry in terms of productivity, reliability, and global competitiveness. The progress made will also have a profound, positive impact on the current scientific state-of-the-art knowledge. | Rotor Dynamic Instability Tester | The Rotor Dynamic Instability test rig monitors oil whirl in a journal bearing under loaded conditions. Temperature of the oil is controlled to see if the whirl at different rotational speeds can be eliminated by changing the oil temperature. The rig, which is capable of a top speed of 10,000 rpm, is equipped with vibration and temperature transducers and uses Benly's ADRE for data acquisition and analysis. |  | Michael Khonsari | khonsari@lsu.edu | 89192
| Engineering | N/A | Center for Rotating Machinery (CeRoM) | http://www.cerom.lsu.edu/ | one of the top priorities of the College of Engineering’s Strategic Planning Initiative. The Center focuses on interdisciplinary research and development in close collaboration with industry. By providing cutting-edge technological innovations to solve complex problems in engineering systems, the CeRoM serves as an intellectual foundation to the industry with focus on long-range development. Another distinguished feature of CeRoM involves the synergy between tribology, materials science, microfabrication, modeling, mechanical systems analysis, and advanced sensing technology with the goal of developing a new generation of mechanical components and systems. Accordingly, the Center’s mission is to develop the technology and deliver the next generation of vital mechanical components and systems for industry to boost their economic competitive edge through innovation. In the scientific arena, successful multidisciplinary research required in integrating the micro- and macro- systems involves challenging open problems bridging multiple-length-scales. The development of next generation components as planned in this proposal has the potential to revolutionize the industry in terms of productivity, reliability, and global competitiveness. The progress made will also have a profound, positive impact on the current scientific state-of-the-art knowledge. | Fatigue Tester | The Fatigue Tester is a compact, bench mounted unit consisting of a rigid welded frame, variable speed motor and control, variable throw crank connected to the reciprocating platen, a failure cut off circuit in the control box, and a cycle counter which will automatically shut off the machine after completion of pre-set number of cycles. The motor torque is transmitted through an elastomer- cushioned coupling to the main drive shaft to a test object through a connecting rod and reciprocating platen connected to the free end of the test specimen. The variable throw crank stroke is infinitely adjustable from 0 to 2 inches. The other end of the specimen is clamped in the adjustable vise assembly. To measure the temperature, thermocouples were anchored over the length of the specimen using epoxy. |  | Michael Khonsari | khonsari@lsu.edu | 89192
| Engineering | N/A | Center for Rotating Machinery (CeRoM) | http://www.cerom.lsu.edu/ | one of the top priorities of the College of Engineering’s Strategic Planning Initiative. The Center focuses on interdisciplinary research and development in close collaboration with industry. By providing cutting-edge technological innovations to solve complex problems in engineering systems, the CeRoM serves as an intellectual foundation to the industry with focus on long-range development. Another distinguished feature of CeRoM involves the synergy between tribology, materials science, microfabrication, modeling, mechanical systems analysis, and advanced sensing technology with the goal of developing a new generation of mechanical components and systems. Accordingly, the Center’s mission is to develop the technology and deliver the next generation of vital mechanical components and systems for industry to boost their economic competitive edge through innovation. In the scientific arena, successful multidisciplinary research required in integrating the micro- and macro- systems involves challenging open problems bridging multiple-length-scales. The development of next generation components as planned in this proposal has the potential to revolutionize the industry in terms of productivity, reliability, and global competitiveness. The progress made will also have a profound, positive impact on the current scientific state-of-the-art knowledge. | A&D Analytical Scale | To help quantify wear of materials, the Scale shown has the capability of weighing up to 310 grams to four decimal places. Specimens are weighed before and after testing. |  | Michael Khonsari | khonsari@lsu.edu | 89192
| Engineering | N/A | Center for Rotating Machinery (CeRoM) | http://www.cerom.lsu.edu/ | one of the top priorities of the College of Engineering’s Strategic Planning Initiative. The Center focuses on interdisciplinary research and development in close collaboration with industry. By providing cutting-edge technological innovations to solve complex problems in engineering systems, the CeRoM serves as an intellectual foundation to the industry with focus on long-range development. Another distinguished feature of CeRoM involves the synergy between tribology, materials science, microfabrication, modeling, mechanical systems analysis, and advanced sensing technology with the goal of developing a new generation of mechanical components and systems. Accordingly, the Center’s mission is to develop the technology and deliver the next generation of vital mechanical components and systems for industry to boost their economic competitive edge through innovation. In the scientific arena, successful multidisciplinary research required in integrating the micro- and macro- systems involves challenging open problems bridging multiple-length-scales. The development of next generation components as planned in this proposal has the potential to revolutionize the industry in terms of productivity, reliability, and global competitiveness. The progress made will also have a profound, positive impact on the current scientific state-of-the-art knowledge. | Cole - Parmer Viscometer | The Viscometer shown on the right can be used to determine the viscosity of a fluid in centipoises. Different spindles are available with different speeds to test a variety of fluids. |  | Michael Khonsari | khonsari@lsu.edu | 89192
| Engineering | N/A | Center for Rotating Machinery (CeRoM) | http://www.cerom.lsu.edu/ | one of the top priorities of the College of Engineering’s Strategic Planning Initiative. The Center focuses on interdisciplinary research and development in close collaboration with industry. By providing cutting-edge technological innovations to solve complex problems in engineering systems, the CeRoM serves as an intellectual foundation to the industry with focus on long-range development. Another distinguished feature of CeRoM involves the synergy between tribology, materials science, microfabrication, modeling, mechanical systems analysis, and advanced sensing technology with the goal of developing a new generation of mechanical components and systems. Accordingly, the Center’s mission is to develop the technology and deliver the next generation of vital mechanical components and systems for industry to boost their economic competitive edge through innovation. In the scientific arena, successful multidisciplinary research required in integrating the micro- and macro- systems involves challenging open problems bridging multiple-length-scales. The development of next generation components as planned in this proposal has the potential to revolutionize the industry in terms of productivity, reliability, and global competitiveness. The progress made will also have a profound, positive impact on the current scientific state-of-the-art knowledge. | Scalar USB Microscope | The Scalar Microscope allows viewing and taking pictures of specimen in the lab with the use of a computer. The magnifications are 50x and 200x depending on the lens. Video is also possible while scanning over a sample. |  | Michael Khonsari | khonsari@lsu.edu | 89192
| Veterinary Medicine | N/A | CEIDR: Center for Experimental Infectious Disease Research | http://www.cobre.ceidr.lsu.edu/ | The LSU-Tulane CEIDR was established as an NIH: NCRR-supported Center of Biomedical Research Excellence COBRE in 2004, led by the LSU School of Veterinary Medicine in a strategic alliance with the Tulane National Primate Research Center. Our overarching focus is Immunopathogenesis of infectious diseases with specific emphasis in Vector-Borne and Respiratory diseases. CEIDR provides an outstanding infrastructure support and training environment for the next generation of infectious disease researchers through 3 core labs. | N/A | N/A |  | Unknown | Unknown | Unknown
| Veterinary Medicine | N/A | CEIDR: Center for Experimental Infectious Disease Research (GeneLab) | http://www.cobre.ceidr.lsu.edu/genelab.html | GeneLab is a multi-faceted core laboratory directed by the Division of BIOMMED in the School of Veterinary Medicine at Louisiana State University. GeneLab engages in specific research and training projects, which require expertise in Next-Generation Sequencing, traditional DNA sequencing, gene cloning, PCR, gene expression and other molecular methods. The goal of GeneLab is to facilitate the utilization of the state-of-the-art technologies in genomics research by LSU faculty and researchers nationwide at a competitive price and in a timely fashion. | N/A | N/A |  | Unknown | Unknown | Unknown
| Veterinary Medicine | N/A | CEIDR: Center for Experimental Infectious Disease Research (Molecular Immunopathology (MIP) Core - Pathology Service Laboratory) | http://www.cobre.ceidr.lsu.edu/mipchome.html | The overall goal of the proposed Molecular Immunopathology (MIP) Core is to provide space, facilities and specialized training for COBRE-CEIDR investigators in molecular immunopathology and to develop new assays and experimental approaches that will assist JIs and other NIH-targeted investigators to successfully pursue their research projects. MIP Core is particularly interested in training veterinarians in NIH-focused research in pursuit of the “One Medicine” and “Comparative Medicine” research opportunities. The Pathology Service Laboratory of the Department of Pathobiological Sciences (PBS) currently provides routine anatomical, clinical and molecular pathology, the later including immunohistochemical approaches to detect pathogens and specialized cells. A specialized Unit within this Service Laboratory has been recently formed under the direction of Dr. Nobuko Wakamatsu (Board Certified Veterinary Pathologist). This unit will be an intimate part of the MIP Core and will serve as liaison to other diagnostic and pathology services. | N/A | N/A |  | Unknown | Unknown | Unknown
| Veterinary Medicine | N/A | CEIDR: Center for Experimental Infectious Disease Research (Molecular Immunopathology (MIP) Core - FACS Facility) | http://www.cobre.ceidr.lsu.edu/mipchome.html | The overall goal of the proposed Molecular Immunopathology (MIP) Core is to provide space, facilities and specialized training for COBRE-CEIDR investigators in molecular immunopathology and to develop new assays and experimental approaches that will assist JIs and other NIH-targeted investigators to successfully pursue their research projects. MIP Core is particularly interested in training veterinarians in NIH-focused research in pursuit of the “One Medicine” and “Comparative Medicine” research opportunities. The FACS Facility provides advanced cellular analysis capabilities for immuno-phenotyping and cell sorting, etc. | N/A | N/A |  | Unknown | Unknown | Unknown
| Veterinary Medicine | N/A | CEIDR: Center for Experimental Infectious Disease Research (Molecular Immunopathology (MIP) Core - Microscopy Center) | http://www.cobre.ceidr.lsu.edu/mipchome.html | The overall goal of the proposed Molecular Immunopathology (MIP) Core is to provide space, facilities and specialized training for COBRE-CEIDR investigators in molecular immunopathology and to develop new assays and experimental approaches that will assist JIs and other NIH-targeted investigators to successfully pursue their research projects. MIP Core is particularly interested in training veterinarians in NIH-focused research in pursuit of the “One Medicine” and “Comparative Medicine” research opportunities. The Microscopy Center provides, transmission and electron microscopy, confocal microscopy and laser capture microscopy. | N/A | N/A |  | Unknown | Unknown | Unknown
| Veterinary Medicine | N/A | CEIDR: Center for Experimental Infectious Disease Research (Protein Lab) | http://www.cobre.ceidr.lsu.edu/protienlab.html | The Protein Laboratory is home to our Peptide, antibody, production and protein interaction studies facility. This laboratory concentrates on the production and purification of proteins and antibodies under contractual arrangements with clients. Towards this end we have at our disposal a wide array of instruments ranging from the Protein Technologies Symphony and Tribute Peptide Synthesizers, The affinity based Profinia and AKTA explorer protein purification systems, the Blitz and the Biacore X100 for studying protein protein interactions. The laboratory also produces monospecific antibodies in rabbits and mice using conventional immunization methodologies using purified protein immunogens as well as genetic immunization methods. Antibodies are concentrated and purified using standard methodologies. The laboratory provides service support on the use of chromatographic methods for the purification of proteins from bacterial or eukaryotic expression systems. One example of a purification procedure involves the purification of histidine-tagged proteins produced in bacteria and insect cells. Purification by FPLC is done using immobilized metal ion adsorption chromatography (IMAC). | N/A | N/A |  | Unknown | Unknown | Unknown
| Coast & Environment | N/A | Global Paleoecology Lab | https://www.lsu.edu/cce/research/index.php#:~:text=Global%20Paleoecology%20Lab | The Global Paleoecology Lab is housed in the Department of Oceanography and Coastal Sciences, School of the Coast and Environment. The over-arching theme of their research is global environmental change. They seek to address the question of how climate changes occurring over multiple timescales (from millennial to multidecadal) affect the geosphere-biosphere and how human societies respond to these environmental changes. Their research centers on producing paleoecological records of global environmental changes, and understanding the patterns and processes of these changes occurring in different components of the climate system (tropical cyclones, ENSO, monsoons, westerlies, arctic front). It is truly global in scope as it spans different continents of the world. | N/A | N/A |  | Kam-biu Liu | kliu1@lsu.edu | 88203
| Coast & Environment | N/A | Stable Isotope Ecology Laboratory (Marine and Trophic Ecology) | https://www.politolab.com/stable-isotope-ecology-lab | The Stable Isotope Ecology Laboratory is operated by the Polito Lab and housed in the Energy, Coast and Environment building at Louisiana State University. The facility has three continuous-flow isotope-ratio mass spectrometers (IRMS) dedicated to both bulk and compound-specific analysis of organic samples. The lab space is well equipped with standard materials and instruments for sample preparation of a wide range of sample types and the different aspects of amino acid hydrolysis, extraction, ion exchange column cleanup, and derivatization. | Delta Plus XP continuous-flow isotope-ratio mass spectrometer (IRMS) with Elemental Analyzer (Costech ECS 4010) and Gas Bench (Thermo Finnigan GasBench II) | For bulk tissue and soil carbon and nitrogen stable isotope analysis as well as carbonate carbon and oxygen stable isotope analysis |  | Michael Polito | mpolito@lsu.edu | 89403
| Engineering | N/A | Wetland Plant Ecology Lab | https://faculty.lsu.edu/quirklab/ | The Quirk lab focuses on how plants interact with their environment in wetland ecosystems. It examines both pattern and process at the micro- to landscape scale. It examines how plant and microbial processes contribute to nutrient and carbon cycling in natural, restored and created wetland ecosystems. They are also interested in how humans have altered the structure and function of wetlands. They use a combination of field, greenhouse, and laboratory studies to examine factors influencing plants and soils and linkages to hydrologically-connected ecosystems. | N/A | N/A |  | Tracy Quirk | tquirk@lsu.edu | 86426
| Coast & Environment | N/A | Coupled Ocean Modeling Group | https://faculty.lsu.edu/zxue/ | Use Coupled Ocean-Atmosphere-Wave and Sediment Transport Modeling system to understand sediment dynamics during extreme climate events. Use Coupled Physical-Biogeochemical Model to address issues of coastal ecosystem. Use Coupled Climate-Hydrological Model to assess climate change and climate events' impact on rivers and deltas. | N/A | N/A |  | George Xue | zxue@lsu.edu | 86513
| Coast & Environment | N/A | Remote Sensing and Geographic Information Science (RSGIS) Research | https://lsu.edu/ga/labs/technologyintensivegeospatialandremotesensinglab.php | RSGIS Research Laboratory was established in August 2006 within the Department of Environmental Sciences, College of the Coast and Environment. Formerly the Computer Mapping Science Laboratory established in 1987, the new RSGIS Laboratory is now located in Rm. 2272, Energy, Coast and Environment Building. The RSGIS Lab mission is to support cutting-edge research and teaching in remote sensing, GIScience, and spatial modeling, and to use our knowledge to help solve environmental problems. | N/A | N/A |  | Nina Lam | nlam@lsu.edu | 86197
| Coast & Environment | N/A | Scientific and Environmental ROV Partnership using Existing iNdustrial Technology (SERPENT) | http://www.serpentproject.com/ | Scientific and Environmental ROV Partnership using Existing iNdustrial Technology" (SERPENT) project aims to make cutting-edge industrial ROV technology and data more accessible to the world's science community, share knowledge and progress deep-sea research. The programme interacts with science and conservation groups globally to communicate the project to the public, increasing the awareness of our fragile marine resources. | N/A | N/A |  | Daniel Jones & Andrew Gates | dj1@noc.ac.uk arg3@noc.ac.uk | Unknown
| Human Sciences & Education | Kinesiology | Fine Motor Control and Learning Laboratory | http://www.vangemmert.com/fmcl/ | The Fine Motor Control and Learning Laboratory, temporarily housed in B1A and B1D in the Gym Armory, focuses on how we are able to perform and (re)learn these fine motor tasks when the control of movements is challenged by an increase of demands due to stress and/or mental load, or when control of movements is challenged as result of physiologic deterioration of the movement system as result of advanced age and/or neurological disease. | N/A | Wacom Intuos3 9x12 Digitizer Tablet Wacom Intuos3 12x19 Digitizer Tablet Wacom Intuos 12x18 Digitizer Tablet in portable frame for “mobile” data collection Several Wacom Digitizer Ink and non-inking pens Oasis digitizer collection box |  | Arend Van Gemmert | gemmert@lsu.edu | Unknown
| Coast & Environment | N/A | Wavcis | http://www.wavcis.lsu.edu/ | The objective of WAVCIS (wave-current information system) is to provide wave information (sea state) including wave height, period, direction of propagation, water level, surge, near surface current speed and direction and meteorological conditions on a real time basis around the entire Louisiana coast. | N/A | N/A |  | Chunyan Li | cli@lsu.edu | 83619
| Coast & Environment | N/A | Geaux Viral Lab | https://brumlab.com/ | The Geaux Viral Lab studies marine viral ecology around the globe to understand the roles viruses play in shaping the world we live in. Though viruses are smaller than a wavelength of light, they are the most abundant biological entities in the ocean (over 200 million viruses per mouthful of seawater!) and affect all aspects of ocean life, primarily by infecting the numerous living microorganisms that inhabit the oceans. We investigate these marine viruses using metagenomic sequencing and microscopy, combined with field sampling, to understand what types of viruses are in the ocean and how they impact microbial ecology and biogeochemical cycles. | N/A | N/A |  | Jennifer Brum | jbrum1@lsu.edu | 86364
Uncheck | Veterinary Medicine | N/A | Center for Lung Biology & Disease | https://www.lsu.edu/vetmed/clbd/index.php | The Center was established in 2019 through an 11.6 million dollar grant from the National Institutes of Health-funded Centers of Biomedical Research Excellence (COBRE). The interdisciplinary faculty of the CLBD come from the Departments of Pathobiological Sciences and Comparative Biomedical Sciences at the School of Veterinary Medicine. The Center is committed to excellence in research and mentoring related to lung diseases. It is highly interactive, and consists of a dynamic group of junior investigators whose research focus is on understanding the molecular and cellular immunological mechanisms associated with the pathogenesis of infectious and non-infectious lung diseases using molecular, immunological, and pathological approaches in mouse models. They also use human samples to validate their findings from preclinical models. The research projects are supported by two scientific cores, the Pulmonary Immunopathology (PIP) Core and the Molecular Biology (MB) Core. The Administrative Core (AC) will coordinate the activities of the individual projects and cores, and includes a panel of mentors with outstanding experience in lung disease research. The Center has assembled senior scientists with outstanding track records to serve on the Internal Scientific and Advisory Committee (ISAC) and Mentoring Committee (MC) that carefully evaluate the scientific needs of each junior investigator and tailor the mentoring plan based on the individual’s need. Senior scientists with exceptional track records are included in the external advisory board (EAB). The long-term goal is to establish a collaborative, productive, sustainable, and nationally/internationally recognized Center of Excellence (COE) in Pulmonary Disease research. The Center will provide novel insights into the pathogenesis of devastating lung diseases that guide future improved strategies for treating and preventing these and other lung diseases in the human population. | N/A | N/A |  |  | clbd@lsu.edu
Uncheck | Veterinary Medicine | N/A | Center for Lung Biology & Disease (Molecular Biology Core) | https://www.lsu.edu/vetmed/clbd/index.php#:~:text=MOLECULAR%20BIOLOGY%20CORE-,Molecular%20Biology%20Core,-The%20Molecular%20Biology | The Molecular Biology Core is housed at the School of Veterinary Medicine which provides a wide range of gene analysis and technical expertise to researchers in the state of Louisiana. The core characterizes inflammatory responses in the lung and extrapulmonary organs before, during and after infectious and non-infectious inflammation at the transcriptional level. The core provides one-on-one training to investigators and their lab members. If you would like to discuss about your training needs or obtain additional details about services provided by the MB Core, please contact the Project Lead or Co-Investigators. The MB Core conducts seminars and workshops throughout the year to update recent advances. | N/A | N/A |  | Unknown | Unknown | Unknown
| Veterinary Medicine | N/A | Center for Lung Biology & Disease (Pulmonary Immunopathology Core) | https://www.lsu.edu/vetmed/clbd/index.php#:~:text=PULMONARY%20IMMUNOPATHOLOGY%20CORE-,Pulmonary%20Immunopathology%20Core,-The%20Pulmonary%20Immunopathology | The Pulmonary Immunopathology Core is housed at the School of Veterinary Medicine which is a core facility providing a broad range of pulmonary immunology and technical expertise to researchers in the state of Louisiana. The core characterizes inflammatory responses in the lung and extrapulmonary organs before, during and after infectious and non-infectious inflammation. Furthermore, the core provides support for statistical analysis. | N/A | N/A |  | Unknown | Unknown | Unknown
- | Art & Design | N/A | Communication Across the Curriculum (CxC) Studio | https://design.lsu.edu/student-life/facilities/cxc-art-design-studio/ | Students can rent photography and lighting equipment and access 3D printers and a 3D scanner while learning affective communication skills specific to their individual disciplines. | Digital Documentation | Digital documentation area containing scanners, studio lighting, and digital photography equipment to capture images for portfolios |  | Josef Horáček | jhoracek@lsu.edu | 81197
- | Art & Design | N/A | Communication Across the Curriculum (CxC) Studio | https://design.lsu.edu/student-life/facilities/cxc-art-design-studio/ | Students can rent photography and lighting equipment and access 3D printers and a 3D scanner while learning affective communication skills specific to their individual disciplines. | AV Equipment | Audiovisual equipment available for checkout |  | Josef Horáček | jhoracek@lsu.edu | 81197
- | Art & Design | N/A | Communication Across the Curriculum (CxC) Studio | https://design.lsu.edu/student-life/facilities/cxc-art-design-studio/ | Students can rent photography and lighting equipment and access 3D printers and a 3D scanner while learning affective communication skills specific to their individual disciplines. | Conference Table | Conference table and HD display for project work, preparation, small group meetings, and presentation rehearsals |  | Josef Horáček | jhoracek@lsu.edu | 81197
- | Art & Design | N/A | Communication Across the Curriculum (CxC) Studio | https://design.lsu.edu/student-life/facilities/cxc-art-design-studio/ | Students can rent photography and lighting equipment and access 3D printers and a 3D scanner while learning affective communication skills specific to their individual disciplines. | PC Workstations | Open-access PC workstations, including two 27″ Wacom tablets, available for individual or group web design, graphic design, CAD, and 3D modeling |  | Josef Horáček | jhoracek@lsu.edu | 81197
- | Art & Design | N/A | Communication Across the Curriculum (CxC) Studio | https://design.lsu.edu/student-life/facilities/cxc-art-design-studio/ | Students can rent photography and lighting equipment and access 3D printers and a 3D scanner while learning affective communication skills specific to their individual disciplines. | 3D Scanners/Printers | 3D scanning and 3D printing of objects for art and design projects |  | Josef Horáček | jhoracek@lsu.edu | 81197
- | Art & Design | N/A | Design Shop | https://design.lsu.edu/student-life/facilities/design-shop/ | Stationary equipment as well as hand-held power and manual tools | 10" Saw Stoop table saw | Cutting (stationary equipment) |  | Mark Shumake | mshumake@lsu.edu | 83770
- | Art & Design | N/A | Design Shop | https://design.lsu.edu/student-life/facilities/design-shop/ | Stationary equipment as well as hand-held power and manual tools | 14" band saw (2) | Cutting (stationary equipment) |  | Mark Shumake | mshumake@lsu.edu | 83770
- | Art & Design | N/A | Design Shop | https://design.lsu.edu/student-life/facilities/design-shop/ | Stationary equipment as well as hand-held power and manual tools | 20" band saw | Cutting (stationary equipment) |  | Mark Shumake | mshumake@lsu.edu | 83770
- | Art & Design | N/A | Design Shop | https://design.lsu.edu/student-life/facilities/design-shop/ | Stationary equipment as well as hand-held power and manual tools | Panel saw | Cutting (stationary equipment) |  | Mark Shumake | mshumake@lsu.edu | 83770
- | Art & Design | N/A | Design Shop | https://design.lsu.edu/student-life/facilities/design-shop/ | Stationary equipment as well as hand-held power and manual tools | Scroll saw | Cutting (stationary equipment) |  | Mark Shumake | mshumake@lsu.edu | 83770
- | Art & Design | N/A | Design Shop | https://design.lsu.edu/student-life/facilities/design-shop/ | Stationary equipment as well as hand-held power and manual tools | 12" compound miter saw (2) | Cutting (stationary equipment) |  | Mark Shumake | mshumake@lsu.edu | 83770
- | Art & Design | N/A | Design Shop | https://design.lsu.edu/student-life/facilities/design-shop/ | Stationary equipment as well as hand-held power and manual tools | 12" sliding compound miter saw | Cutting (stationary equipment) |  | Mark Shumake | mshumake@lsu.edu | 83770
- | Art & Design | N/A | Design Shop | https://design.lsu.edu/student-life/facilities/design-shop/ | Stationary equipment as well as hand-held power and manual tools | Radial arm saw | Cutting (stationary equipment) |  | Mark Shumake | mshumake@lsu.edu | 83770
- | Art & Design | N/A | Design Shop | https://design.lsu.edu/student-life/facilities/design-shop/ | Stationary equipment as well as hand-held power and manual tools | 18" drill press | Boring (stationary equipment) |  | Mark Shumake | mshumake@lsu.edu | 83770
- | Art & Design | N/A | Design Shop | https://design.lsu.edu/student-life/facilities/design-shop/ | Stationary equipment as well as hand-held power and manual tools | Radial drill press | Boring (stationary equipment) |  | Mark Shumake | mshumake@lsu.edu | 83770
- | Art & Design | N/A | Design Shop | https://design.lsu.edu/student-life/facilities/design-shop/ | Stationary equipment as well as hand-held power and manual tools | Hollow chisel mortise | Boring (stationary equipment) |  | Mark Shumake | mshumake@lsu.edu | 83770
- | Art & Design | N/A | Design Shop | https://design.lsu.edu/student-life/facilities/design-shop/ | Stationary equipment as well as hand-held power and manual tools | 20" planer | Shaping (stationary equipment) |  | Mark Shumake | mshumake@lsu.edu | 83770
| Art & Design | N/A | Design Shop | https://design.lsu.edu/student-life/facilities/design-shop/ | Stationary equipment as well as hand-held power and manual tools | 12" jointer | Shaping (stationary equipment) |  | Mark Shumake | mshumake@lsu.edu | 83770
| Art & Design | N/A | Design Shop | https://design.lsu.edu/student-life/facilities/design-shop/ | Stationary equipment as well as hand-held power and manual tools | 42" lathe (24" swing) | Shaping (stationary equipment) |  | Mark Shumake | mshumake@lsu.edu | 83770
| Art & Design | N/A | Design Shop | https://design.lsu.edu/student-life/facilities/design-shop/ | Stationary equipment as well as hand-held power and manual tools | Mini lathe (10" swing) | Shaping (stationary equipment) |  | Mark Shumake | mshumake@lsu.edu | 83770
| Art & Design | N/A | Design Shop | https://design.lsu.edu/student-life/facilities/design-shop/ | Stationary equipment as well as hand-held power and manual tools | Router table | Shaping (stationary equipment) |  | Mark Shumake | mshumake@lsu.edu | 83770
- | Art & Design | N/A | Design Shop | https://design.lsu.edu/student-life/facilities/design-shop/ | Stationary equipment as well as hand-held power and manual tools | Belt/disc sander | Sanding (stationary equipment) |  | Mark Shumake | mshumake@lsu.edu | 83770
- | Art & Design | N/A | Design Shop | https://design.lsu.edu/student-life/facilities/design-shop/ | Stationary equipment as well as hand-held power and manual tools | Edge sander | Sanding (stationary equipment) |  | Mark Shumake | mshumake@lsu.edu | 83770
- | Art & Design | N/A | Design Shop | https://design.lsu.edu/student-life/facilities/design-shop/ | Stationary equipment as well as hand-held power and manual tools | Oscillating spindle sander | Sanding (stationary equipment) |  | Mark Shumake | mshumake@lsu.edu | 83770
- | Art & Design | N/A | Design Shop | https://design.lsu.edu/student-life/facilities/design-shop/ | Stationary equipment as well as hand-held power and manual tools | 22" drum sander | Sanding (stationary equipment) |  | Mark Shumake | mshumake@lsu.edu | 83770
- | Art & Design | N/A | Design Shop | https://design.lsu.edu/student-life/facilities/design-shop/ | Stationary equipment as well as hand-held power and manual tools | Downdraft table (4) | Sanding (stationary equipment) |  | Mark Shumake | mshumake@lsu.edu | 83770
- | Art & Design | N/A | Design Shop | https://design.lsu.edu/student-life/facilities/design-shop/ | Stationary equipment as well as hand-held power and manual tools | 18" x 32" 60 Watt CO2 laser engraver (2) ($0.25 per minute) | CAD Equipment (stationary equipment) |  | Mark Shumake | mshumake@lsu.edu | 83770
- | Art & Design | N/A | Design Shop | https://design.lsu.edu/student-life/facilities/design-shop/ | Stationary equipment as well as hand-held power and manual tools | 40" x 55" 150 Watt CO2 laser engraver (2) ($0.25 per minute) | CAD Equipment (stationary equipment) |  | Mark Shumake | mshumake@lsu.edu | 83770
- | Art & Design | N/A | Design Shop | https://design.lsu.edu/student-life/facilities/design-shop/ | Stationary equipment as well as hand-held power and manual tools | Circular saws | Cutting (hand-held power and manual tools) |  | Mark Shumake | mshumake@lsu.edu | 83770
- | Art & Design | N/A | Design Shop | https://design.lsu.edu/student-life/facilities/design-shop/ | Stationary equipment as well as hand-held power and manual tools | Jig saws | Cutting (hand-held power and manual tools) |  | Mark Shumake | mshumake@lsu.edu | 83770
- | Art & Design | N/A | Design Shop | https://design.lsu.edu/student-life/facilities/design-shop/ | Stationary equipment as well as hand-held power and manual tools | Chainsaw (electric) | Cutting (hand-held power and manual tools) |  | Mark Shumake | mshumake@lsu.edu | 83770
- | Art & Design | N/A | Design Shop | https://design.lsu.edu/student-life/facilities/design-shop/ | Stationary equipment as well as hand-held power and manual tools | Hole saws | Cutting (hand-held power and manual tools) |  | Mark Shumake | mshumake@lsu.edu | 83770
- | Art & Design | N/A | Design Shop | https://design.lsu.edu/student-life/facilities/design-shop/ | Stationary equipment as well as hand-held power and manual tools | Various hand saws | Cutting (hand-held power and manual tools) |  | Mark Shumake | mshumake@lsu.edu | 83770
- | Art & Design | N/A | Design Shop | https://design.lsu.edu/student-life/facilities/design-shop/ | Stationary equipment as well as hand-held power and manual tools | Electric drills | Boring (hand-held power and manual tools) |  | Mark Shumake | mshumake@lsu.edu | 83770
- | Art & Design | N/A | Design Shop | https://design.lsu.edu/student-life/facilities/design-shop/ | Stationary equipment as well as hand-held power and manual tools | Cordless drills | Boring (hand-held power and manual tools) |  | Mark Shumake | mshumake@lsu.edu | 83770
- | Art & Design | N/A | Design Shop | https://design.lsu.edu/student-life/facilities/design-shop/ | Stationary equipment as well as hand-held power and manual tools | Hammer drill | Boring (hand-held power and manual tools) |  | Mark Shumake | mshumake@lsu.edu | 83770
- | Art & Design | N/A | Design Shop | https://design.lsu.edu/student-life/facilities/design-shop/ | Stationary equipment as well as hand-held power and manual tools | Twist, Brad Point, Forstner, Spade, and Masonry drill bits | Boring (hand-held power and manual tools) |  | Mark Shumake | mshumake@lsu.edu | 83770
- | Art & Design | N/A | Design Shop | https://design.lsu.edu/student-life/facilities/design-shop/ | Stationary equipment as well as hand-held power and manual tools | Router | Shaping (hand-held power and manual tools) |  | Mark Shumake | mshumake@lsu.edu | 83770
- | Art & Design | N/A | Design Shop | https://design.lsu.edu/student-life/facilities/design-shop/ | Stationary equipment as well as hand-held power and manual tools | Power planer | Shaping (hand-held power and manual tools) |  | Mark Shumake | mshumake@lsu.edu | 83770
- | Art & Design | N/A | Design Shop | https://design.lsu.edu/student-life/facilities/design-shop/ | Stationary equipment as well as hand-held power and manual tools | Power carver | Shaping (hand-held power and manual tools) |  | Mark Shumake | mshumake@lsu.edu | 83770
- | Art & Design | N/A | Design Shop | https://design.lsu.edu/student-life/facilities/design-shop/ | Stationary equipment as well as hand-held power and manual tools | Die grinder | Shaping (hand-held power and manual tools) |  | Mark Shumake | mshumake@lsu.edu | 83770
- | Art & Design | N/A | Design Shop | https://design.lsu.edu/student-life/facilities/design-shop/ | Stationary equipment as well as hand-held power and manual tools | Angle grinder | Shaping (hand-held power and manual tools) |  | Mark Shumake | mshumake@lsu.edu | 83770
- | Art & Design | N/A | Design Shop | https://design.lsu.edu/student-life/facilities/design-shop/ | Stationary equipment as well as hand-held power and manual tools | Various chisels and gouges | Shaping (hand-held power and manual tools) |  | Mark Shumake | mshumake@lsu.edu | 83770
- | Art & Design | N/A | Design Shop | https://design.lsu.edu/student-life/facilities/design-shop/ | Stationary equipment as well as hand-held power and manual tools | Various planes | Shaping (hand-held power and manual tools) |  | Mark Shumake | mshumake@lsu.edu | 83770
- | Art & Design | N/A | Design Shop | https://design.lsu.edu/student-life/facilities/design-shop/ | Stationary equipment as well as hand-held power and manual tools | Spoke shaves | Shaping (hand-held power and manual tools) |  | Mark Shumake | mshumake@lsu.edu | 83770
- | Art & Design | N/A | Design Shop | https://design.lsu.edu/student-life/facilities/design-shop/ | Stationary equipment as well as hand-held power and manual tools | Draw knife | Shaping (hand-held power and manual tools) |  | Mark Shumake | mshumake@lsu.edu | 83770
- | Art & Design | N/A | Design Shop | https://design.lsu.edu/student-life/facilities/design-shop/ | Stationary equipment as well as hand-held power and manual tools | Adze | Shaping (hand-held power and manual tools) |  | Mark Shumake | mshumake@lsu.edu | 83770
- | Art & Design | N/A | Design Shop | https://design.lsu.edu/student-life/facilities/design-shop/ | Stationary equipment as well as hand-held power and manual tools | Various files, rasps, and card scrapers | Shaping (hand-held power and manual tools) |  | Mark Shumake | mshumake@lsu.edu | 83770
- | Art & Design | N/A | Design Shop | https://design.lsu.edu/student-life/facilities/design-shop/ | Stationary equipment as well as hand-held power and manual tools | Palm sanders | Sanding (hand-held power and manual tools) |  | Mark Shumake | mshumake@lsu.edu | 83770
- | Art & Design | N/A | Design Shop | https://design.lsu.edu/student-life/facilities/design-shop/ | Stationary equipment as well as hand-held power and manual tools | Drum sander | Sanding (hand-held power and manual tools) |  | Mark Shumake | mshumake@lsu.edu | 83770
- | Art & Design | N/A | Design Shop | https://design.lsu.edu/student-life/facilities/design-shop/ | Stationary equipment as well as hand-held power and manual tools | Belt sanders | Sanding (hand-held power and manual tools) |  | Mark Shumake | mshumake@lsu.edu | 83770
- | Art & Design | N/A | Design Shop | https://design.lsu.edu/student-life/facilities/design-shop/ | Stationary equipment as well as hand-held power and manual tools | Sandpaper | Sanding (hand-held power and manual tools); provided in most grits |  | Mark Shumake | mshumake@lsu.edu | 83770
- | Art & Design | N/A | Design Shop | https://design.lsu.edu/student-life/facilities/design-shop/ | Stationary equipment as well as hand-held power and manual tools | Brad nailers | Fastening (hand-held power and manual tools) |  | Mark Shumake | mshumake@lsu.edu | 83770
- | Art & Design | N/A | Design Shop | https://design.lsu.edu/student-life/facilities/design-shop/ | Stationary equipment as well as hand-held power and manual tools | Finish nailers | Fastening (hand-held power and manual tools) |  | Mark Shumake | mshumake@lsu.edu | 83770
- | Art & Design | N/A | Design Shop | https://design.lsu.edu/student-life/facilities/design-shop/ | Stationary equipment as well as hand-held power and manual tools | Framing nailers | Fastening (hand-held power and manual tools) |  | Mark Shumake | mshumake@lsu.edu | 83770
- | Art & Design | N/A | Design Shop | https://design.lsu.edu/student-life/facilities/design-shop/ | Stationary equipment as well as hand-held power and manual tools | Narrow crown stapler | Fastening (hand-held power and manual tools) |  | Mark Shumake | mshumake@lsu.edu | 83770
- | Art & Design | N/A | Design Shop | https://design.lsu.edu/student-life/facilities/design-shop/ | Stationary equipment as well as hand-held power and manual tools | V nailer | Fastening (hand-held power and manual tools) |  | Mark Shumake | mshumake@lsu.edu | 83770
- | Art & Design | N/A | Design Shop | https://design.lsu.edu/student-life/facilities/design-shop/ | Stationary equipment as well as hand-held power and manual tools | Pin nailer | Fastening (hand-held power and manual tools) |  | Mark Shumake | mshumake@lsu.edu | 83770
- | Art & Design | N/A | Design Shop | https://design.lsu.edu/student-life/facilities/design-shop/ | Stationary equipment as well as hand-held power and manual tools | Impact driver | Fastening (hand-held power and manual tools) |  | Mark Shumake | mshumake@lsu.edu | 83770
- | Art & Design | N/A | Design Shop | https://design.lsu.edu/student-life/facilities/design-shop/ | Stationary equipment as well as hand-held power and manual tools | Framing pointer | Fastening (hand-held power and manual tools) |  | Mark Shumake | mshumake@lsu.edu | 83770
- | Art & Design | N/A | Design Shop | https://design.lsu.edu/student-life/facilities/design-shop/ | Stationary equipment as well as hand-held power and manual tools | Manual staple guns | Fastening (hand-held power and manual tools) |  | Mark Shumake | mshumake@lsu.edu | 83770
- | Art & Design | N/A | Design Shop | https://design.lsu.edu/student-life/facilities/design-shop/ | Stationary equipment as well as hand-held power and manual tools | Plate joiner (biscuits provided) | Fastening (hand-held power and manual tools) |  | Mark Shumake | mshumake@lsu.edu | 83770
| Art & Design | N/A | Design Shop | https://design.lsu.edu/student-life/facilities/design-shop/ | Stationary equipment as well as hand-held power and manual tools | Fasteners for pneumatic tools, wood glue, and assorted nails and screws provided | Fastening (hand-held power and manual tools) |  | Mark Shumake | mshumake@lsu.edu | 83770
| Art & Design | N/A | Design Shop | https://design.lsu.edu/student-life/facilities/design-shop/ | Stationary equipment as well as hand-held power and manual tools | 5' x 4' x 5' paint booth | Finishing (hand-held power and manual tools) |  | Mark Shumake | mshumake@lsu.edu | 83770
| Art & Design | N/A | Design Shop | https://design.lsu.edu/student-life/facilities/design-shop/ | Stationary equipment as well as hand-held power and manual tools | Siphon feed spray gun | Finishing (hand-held power and manual tools) |  | Mark Shumake | mshumake@lsu.edu | 83770
| Art & Design | N/A | Design Shop | https://design.lsu.edu/student-life/facilities/design-shop/ | Stationary equipment as well as hand-held power and manual tools | Various paints, stains, and oils | Finishing (hand-held power and manual tools) |  | Mark Shumake | mshumake@lsu.edu | 83770
| Art & Design | N/A | Design Shop | https://design.lsu.edu/student-life/facilities/design-shop/ | Stationary equipment as well as hand-held power and manual tools | Rags and chip brushes | Finishing (hand-held power and manual tools) |  | Mark Shumake | mshumake@lsu.edu | 83770
| Art & Design | N/A | Design Shop | https://design.lsu.edu/student-life/facilities/design-shop/ | Stationary equipment as well as hand-held power and manual tools | Cyclone dust collector | Controlled by Eco Gate control system; for dust collection (hand-held power and manual tools) |  | Mark Shumake | mshumake@lsu.edu | 83770
| Art & Design | N/A | Design Shop | https://design.lsu.edu/student-life/facilities/design-shop/ | Stationary equipment as well as hand-held power and manual tools | Glasses, goggles, and face shields | Safety (hand-held power and manual tools) |  | Mark Shumake | mshumake@lsu.edu | 83770
| Art & Design | N/A | Design Shop | https://design.lsu.edu/student-life/facilities/design-shop/ | Stationary equipment as well as hand-held power and manual tools | Disposable ear plugs | Safety (hand-held power and manual tools) |  | Mark Shumake | mshumake@lsu.edu | 83770
| Art & Design | N/A | Design Shop | https://design.lsu.edu/student-life/facilities/design-shop/ | Stationary equipment as well as hand-held power and manual tools | Dust masks | Safety (hand-held power and manual tools) |  | Mark Shumake | mshumake@lsu.edu | 83770
| Art & Design | N/A | Design Shop | https://design.lsu.edu/student-life/facilities/design-shop/ | Stationary equipment as well as hand-held power and manual tools | Disposable gloves | Safety (hand-held power and manual tools) |  | Mark Shumake | mshumake@lsu.edu | 83770
- | Art & Design | N/A | Design Shop | https://design.lsu.edu/student-life/facilities/design-shop/ | Stationary equipment as well as hand-held power and manual tools | Storage | Storage available when projects are in progress |  | Mark Shumake | mshumake@lsu.edu | 83770
- | Art & Design | N/A | Fabrication Factory | https://design.lsu.edu/student-life/facilities/fabrication-factory/ | A new digital laboratory where students and faculty have the capacity to create a multidisciplinary, active, team-learning environment by leveraging large-scale digital fabrication equipment | N/A | N/A |  | Mark Shumake | mshumake@lsu.edu | 83770
- | Art & Design | N/A | Hilltop Arboretum | https://design.lsu.edu/student-life/facilities/hilltop-arboretum/ | A 14-acre museum of native plants located on historic Highland Road in Baton Rouge, Louisiana. The arboretum, which includes a pond with an elevated wooden boardwalk surrounded by native aquatic plants, showcases an extensive collection of more than 150 species of Southern native trees, shrubs, and wildflowers. An integral part of the College of Art & Design, students and faculty of the college, particularly the Robert Reich School of Landscape Architecture, use the arboretum for research, teaching, and service activities. The Friends of Hilltop Arboretum are continually developing education programs to engage the broader community, and through fundraising and programming, are providing operational support. Open seven days a week during daylight hours. | N/A | N/A |  | Peggy Davis Coates | pdavis@lsu.edu | 2257676916
Uncheck | Art & Design | N/A | IDEA Hub | https://design.lsu.edu/student-life/facilities/idea-hub/ | This studio space is located on the first floor of the Art Building and features high-end equipment and cutting-edge technologies. In addition to the hub, four designated nodes, or satellite studios, within digital art, graphic design, photography, and printmaking, were established to accommodate multidisciplinary and multimedia projects such as those developed for exhibition displays, large-format imaging, contemporary letterpress technologies, and interactive digital cinema, animation, and gaming technologies. Configuration within the hub and nodes enables faculty, graduate students, upper-level undergraduates, and other users to connect to digital resources with networked laptops and mobile devices and to transport content between workstations, studios, and multiple presentation environments. | Red 4K Scarlet camera | $15,000 Red 4K Scarlet camera capable of capturing 5K stills and 4K motion footage is in constant use and in high demand within the school and across the university |  | N/A | art@lsu.edu | 85411
| Art & Design | N/A | IDEA Hub | https://design.lsu.edu/student-life/facilities/idea-hub/ | This studio space is located on the first floor of the Art Building and features high-end equipment and cutting-edge technologies. In addition to the hub, four designated nodes, or satellite studios, within digital art, graphic design, photography, and printmaking, were established to accommodate multidisciplinary and multimedia projects such as those developed for exhibition displays, large-format imaging, contemporary letterpress technologies, and interactive digital cinema, animation, and gaming technologies. Configuration within the hub and nodes enables faculty, graduate students, upper-level undergraduates, and other users to connect to digital resources with networked laptops and mobile devices and to transport content between workstations, studios, and multiple presentation environments. | Large-format printers and Hasselblad Flextight X5 scanner | Printers and $25,000 Hasselblad Flextight X5 scanner, which students can use to print and scan large-format photographic negatives and prints in color and black-and-white at extremely high resolutions |  | N/A | art@lsu.edu | 85411
Uncheck | Art & Design | N/A | IDEA Hub | https://design.lsu.edu/student-life/facilities/idea-hub/ | This studio space is located on the first floor of the Art Building and features high-end equipment and cutting-edge technologies. In addition to the hub, four designated nodes, or satellite studios, within digital art, graphic design, photography, and printmaking, were established to accommodate multidisciplinary and multimedia projects such as those developed for exhibition displays, large-format imaging, contemporary letterpress technologies, and interactive digital cinema, animation, and gaming technologies. Configuration within the hub and nodes enables faculty, graduate students, upper-level undergraduates, and other users to connect to digital resources with networked laptops and mobile devices and to transport content between workstations, studios, and multiple presentation environments. | Jet 750 A-2 Platemaker | Housed in the printmaking node, the platemaker is fundamental in modernizing the traditional letterpress. This equipment allows the artist or designer freedom from a structured grid imposed by lines of metal type and, most importantly, to integrate imagery and text as one matrix. The platemaker serves digital, graphic-design, and printmaking students and promotes interdisciplinary connections to the English and creative writing departments, whose students often enroll in book arts and papermaking courses. |  | N/A | art@lsu.edu | 85411
- | Art & Design | Interior Design | Lighting Lab | https://design.lsu.edu/student-life/facilities/lighting-lab/ | The School of Interior Design maintains a Lighting Lab funded, in part, through an LSU Student Technology Fee award, and is available to all students and faculty in the College of Art & Design. The Lab was established in 2019 as an interdisciplinary resource for students and faculty to study the art and science of light and application of daylighting and innovative artificial lighting technologies. The Lab features two PC graphics workstations w/ Licaso software, VR headsets, a state-of-the-art Betanit Nitter brand Orange Professional Heliodon, fluorescent, halogen, incandescent and LED lamp kits, the Illuminating Engineering Society digital lighting library, ceiling mounted track lighting, and digital lighting control console.. The Lab features two PC graphics workstations w/ Licaso software, VR headsets, a state-of-the-art Betanit Nitter brand Orange Professional Heliodon, fluorescent, halogen, incandescent and LED lamp kits, the Illuminating Engineering Society digital lighting library, ceiling mounted track lighting, and digital lighting control console | PC Workstations (x2) | Includes Licaso software |  | Philip Tebbut | ptebbut@lsu.edu | 88422
| Art & Design | Interior Design | Lighting Lab | https://design.lsu.edu/student-life/facilities/lighting-lab/ | The School of Interior Design maintains a Lighting Lab funded, in part, through an LSU Student Technology Fee award, and is available to all students and faculty in the College of Art & Design. The Lab was established in 2019 as an interdisciplinary resource for students and faculty to study the art and science of light and application of daylighting and innovative artificial lighting technologies. The Lab features two PC graphics workstations w/ Licaso software, VR headsets, a state-of-the-art Betanit Nitter brand Orange Professional Heliodon, fluorescent, halogen, incandescent and LED lamp kits, the Illuminating Engineering Society digital lighting library, ceiling mounted track lighting, and digital lighting control console.. The Lab features two PC graphics workstations w/ Licaso software, VR headsets, a state-of-the-art Betanit Nitter brand Orange Professional Heliodon, fluorescent, halogen, incandescent and LED lamp kits, the Illuminating Engineering Society digital lighting library, ceiling mounted track lighting, and digital lighting control console | VR Headsets |  |  | Philip Tebbut | ptebbut@lsu.edu | 88422
| Art & Design | Interior Design | Lighting Lab | https://design.lsu.edu/student-life/facilities/lighting-lab/ | The School of Interior Design maintains a Lighting Lab funded, in part, through an LSU Student Technology Fee award, and is available to all students and faculty in the College of Art & Design. The Lab was established in 2019 as an interdisciplinary resource for students and faculty to study the art and science of light and application of daylighting and innovative artificial lighting technologies. The Lab features two PC graphics workstations w/ Licaso software, VR headsets, a state-of-the-art Betanit Nitter brand Orange Professional Heliodon, fluorescent, halogen, incandescent and LED lamp kits, the Illuminating Engineering Society digital lighting library, ceiling mounted track lighting, and digital lighting control console.. The Lab features two PC graphics workstations w/ Licaso software, VR headsets, a state-of-the-art Betanit Nitter brand Orange Professional Heliodon, fluorescent, halogen, incandescent and LED lamp kits, the Illuminating Engineering Society digital lighting library, ceiling mounted track lighting, and digital lighting control console | Orange Professional Heliodon | State-of-the-art Betanit Nitter brand |  | Philip Tebbut | ptebbut@lsu.edu | 88422
Uncheck | Art & Design | Interior Design | Lighting Lab | https://design.lsu.edu/student-life/facilities/lighting-lab/ | The School of Interior Design maintains a Lighting Lab funded, in part, through an LSU Student Technology Fee award, and is available to all students and faculty in the College of Art & Design. The Lab was established in 2019 as an interdisciplinary resource for students and faculty to study the art and science of light and application of daylighting and innovative artificial lighting technologies. The Lab features two PC graphics workstations w/ Licaso software, VR headsets, a state-of-the-art Betanit Nitter brand Orange Professional Heliodon, fluorescent, halogen, incandescent and LED lamp kits, the Illuminating Engineering Society digital lighting library, ceiling mounted track lighting, and digital lighting control console.. The Lab features two PC graphics workstations w/ Licaso software, VR headsets, a state-of-the-art Betanit Nitter brand Orange Professional Heliodon, fluorescent, halogen, incandescent and LED lamp kits, the Illuminating Engineering Society digital lighting library, ceiling mounted track lighting, and digital lighting control console | Lamp kits | Fluorescent, halogen, incandescent, and LED lamp kits |  | Philip Tebbut | ptebbut@lsu.edu | 88422
| Art & Design | Interior Design | Lighting Lab | https://design.lsu.edu/student-life/facilities/lighting-lab/ | The School of Interior Design maintains a Lighting Lab funded, in part, through an LSU Student Technology Fee award, and is available to all students and faculty in the College of Art & Design. The Lab was established in 2019 as an interdisciplinary resource for students and faculty to study the art and science of light and application of daylighting and innovative artificial lighting technologies. The Lab features two PC graphics workstations w/ Licaso software, VR headsets, a state-of-the-art Betanit Nitter brand Orange Professional Heliodon, fluorescent, halogen, incandescent and LED lamp kits, the Illuminating Engineering Society digital lighting library, ceiling mounted track lighting, and digital lighting control console.. The Lab features two PC graphics workstations w/ Licaso software, VR headsets, a state-of-the-art Betanit Nitter brand Orange Professional Heliodon, fluorescent, halogen, incandescent and LED lamp kits, the Illuminating Engineering Society digital lighting library, ceiling mounted track lighting, and digital lighting control console | Illuminating Engineering Society digital lighting library | Needs description |  | Philip Tebbut | ptebbut@lsu.edu | 88422
| Art & Design | Interior Design | Lighting Lab | https://design.lsu.edu/student-life/facilities/lighting-lab/ | The School of Interior Design maintains a Lighting Lab funded, in part, through an LSU Student Technology Fee award, and is available to all students and faculty in the College of Art & Design. The Lab was established in 2019 as an interdisciplinary resource for students and faculty to study the art and science of light and application of daylighting and innovative artificial lighting technologies. The Lab features two PC graphics workstations w/ Licaso software, VR headsets, a state-of-the-art Betanit Nitter brand Orange Professional Heliodon, fluorescent, halogen, incandescent and LED lamp kits, the Illuminating Engineering Society digital lighting library, ceiling mounted track lighting, and digital lighting control console.. The Lab features two PC graphics workstations w/ Licaso software, VR headsets, a state-of-the-art Betanit Nitter brand Orange Professional Heliodon, fluorescent, halogen, incandescent and LED lamp kits, the Illuminating Engineering Society digital lighting library, ceiling mounted track lighting, and digital lighting control console | Track lighting | Ceiling mounted |  | Philip Tebbut | ptebbut@lsu.edu | 88422
| Art & Design | Interior Design | Lighting Lab | https://design.lsu.edu/student-life/facilities/lighting-lab/ | The School of Interior Design maintains a Lighting Lab funded, in part, through an LSU Student Technology Fee award, and is available to all students and faculty in the College of Art & Design. The Lab was established in 2019 as an interdisciplinary resource for students and faculty to study the art and science of light and application of daylighting and innovative artificial lighting technologies. The Lab features two PC graphics workstations w/ Licaso software, VR headsets, a state-of-the-art Betanit Nitter brand Orange Professional Heliodon, fluorescent, halogen, incandescent and LED lamp kits, the Illuminating Engineering Society digital lighting library, ceiling mounted track lighting, and digital lighting control console.. The Lab features two PC graphics workstations w/ Licaso software, VR headsets, a state-of-the-art Betanit Nitter brand Orange Professional Heliodon, fluorescent, halogen, incandescent and LED lamp kits, the Illuminating Engineering Society digital lighting library, ceiling mounted track lighting, and digital lighting control console | Digital lighting control console | Needs description |  | Philip Tebbut | ptebbut@lsu.edu | 88422
| Art & Design | N/A | Materials Lab | https://design.lsu.edu/student-life/facilities/materials-resource-library/ | The lab provides a controlled area to research materials, finishes, and furnishings. Students and faculty can browse a full range of samples and document specifications, find product information from vendor websites, request samples, and utilize a light booth to evaluate materials and finishes under varying light sources. Samples and literature are updated throughout the year. | N/A | N/A |  | Kelly Greeson | greesonl@lsu.edu | 88422
- | Art & Design | N/A | Materials Resource Library | https://design.lsu.edu/student-life/facilities/materials-resource-library/ | Students and faculty can research materials, finishes, and furnishings and browse a full range of samples | N/A | N/A |  | Kelly Greeson | greesonl@lsu.edu | 88422
Uncheck | Art & Design | N/A | VizLab | https://design.lsu.edu/student-life/facilities/vizlab/ | The LSU College of Art and Design Visualization Lab (formerly known as CADGIS) is located in rooms 216 and 217 of the LSU Design Building. VizLab is dedicated to teaching and research in the areas of computer-aided design, image-processing, and more applications in architecture, art, interior design, and landscape architecture. VizLab also offers large-format printing and scanning and other computer services geared toward design. | VizLab Computer Workstations (x20) | Lenovo ThinkStation P510; Intel Xeon E5-1660 v4 @ 3.2 GHz; 16 GB RAM; NVIDIA GeForce GTX 1060 6GB; 256 GB SSD (OS); 1 TB HDD (Storage). Sixteen stations are equipped with Wacom Cintiq pen displays |  | Zak Berkowitz | adsn@lsu.edu | 86134
- | Art & Design | N/A | VizLab | https://design.lsu.edu/student-life/facilities/vizlab/ | The LSU College of Art and Design Visualization Lab (formerly known as CADGIS) is located in rooms 216 and 217 of the LSU Design Building. VizLab is dedicated to teaching and research in the areas of computer-aided design, image-processing, and more applications in architecture, art, interior design, and landscape architecture. VizLab also offers large-format printing and scanning and other computer services geared toward design. | VizLab software | Adobe Creative Cloud; AutoDesk; ERSI ArcGIS desktop; Rhinoceros 5 w/ Rhinoterrain and Grasshopper extensions; Rhinoceros 6; Lumion; Agisoft Metashape; Zbrush |  | Zak Berkowitz | adsn@lsu.edu | 86134
Uncheck | Art & Design | N/A | VizLab | https://design.lsu.edu/student-life/facilities/vizlab/ | The LSU College of Art and Design Visualization Lab (formerly known as CADGIS) is located in rooms 216 and 217 of the LSU Design Building. VizLab is dedicated to teaching and research in the areas of computer-aided design, image-processing, and more applications in architecture, art, interior design, and landscape architecture. VizLab also offers large-format printing and scanning and other computer services geared toward design. | VizLab Printers, Plotters, and Scanners | HP DesignJet Z6200 42" Photo Printer (x3); Océ PlotWave 340; HP LaserJet 700 M712n Black and White Laser Printer; HP LaserJet M750dn Color Laser Printer; HP SD Pro 44-in Scanner; HP Scanjet Enterprise Flow N9120 fn2 |  | Zak Berkowitz | adsn@lsu.edu | 86134
| Coast & Environment | N/A | Sediment Dynamics Lab | https://faculty.lsu.edu/kxu/ | the studies are focused on the understanding of how climatic and anthropogenic forcings impact a river's sediment discharge from its drainage basin, how sediment is transported by physical oceanographic processes (e.g., waves and currents), and how it is ultimately preserved in deltas, estuaries, wetlands, continental shelves and deeper water. | laser particle size analyzer |  |  | Unknown | Unknown | Unknown
| Coast & Environment | N/A | Coastal METeorology (COMET) Lab | https://faculty.lsu.edu/paulmiller/comet_lab.php | The LSU COMET Lab studies a variety coastal meteorological events described on their research page. The Lab consists of a large communal workspace with a local research cluster as well as the resources of LSU's High-Performance Computing unit. The COMET Lab occupies 600 square feet on the second floor of LSU's Energy, Coast, and Environment Building. The COMET Lab has unrestricted access to it's own computing cluster as well as shared access to the LSU HPC resources. | N/A | N/A |  | Paul Miller | pmiller1@lsu.edu | 82734
| Science | Geology & Geophysics | CENEX (Center for Excellence in Palynology) | https://faculty.lsu.edu/swarny/facilities.php | CENEX hosts one of the largest reprints and pollen reference collections in the world. | N/A | N/A | No | Sophie Warny | swarny@lsu.edu | 85089
| Science | Biological Sciences | Genomics Facility | https://genomics.lsu.edu/ | Services, supplies, and instrumentation for comparative genomics. Members of the College of Science (LSU—B.R.) are our primary clients; other local campus labs may have access if their Cores lack similar capabilities. | Ion Torrent S5 (NGS, Next Generation Sequencing) | Using different chips, the Ion S5 can provide low to high NGS throughput. Typical post-filtering yields by chip type: 520 chip, ~5-8 million; 530 chip, ~20 million; and 540 chip, ~60-80 million). The 540 chip can generate modal read lengths of up to 200-bp (maximum size is ~250-bp), while the 520 and 530 chips can generate modal read lengths of up to 400-bp (with emulsion PCR by the OneTouch·2) and 500-bp ( with Isothermal amplification). Sequencing is based on pH changes associated with the incorporation of native nucleotides; data accuracy is improved by incorporating flow-space information (i.e., which nucleotide was being flowed across the chip at the time of incorporation) into basecalling... as well as in downstream mapping with Ion-optimized software, TMAP. Prior to developing libraries for sequencing on this platform, please contact us to discuss your project. | No | Scott Herke | genomics@lsu.edu | 87106
| Science | Biological Sciences | Genomics Facility | https://genomics.lsu.edu/ | Services, supplies, and instrumentation for comparative genomics. Members of the College of Science (LSU—B.R.) are our primary clients; other local campus labs may have access if their Cores lack similar capabilities. | ABI 3130xl Genetic Analyzers (Sanger-Sequencing, etc.) | The 3130xl Genetic Analyzers (Applied Biosystems) can run a wide variety of sequencing and fragment analysis applications. Typically, our three 3130xl’s are set up for standard DNA Sanger-Sequencing (≤900 bp) with POP7 polymer and 50-cm arrays, a combination which also performs well for fragment analysis. Standard DNA Sanger-Sequencing options include Electrophoresis-only (client submits fully prepared sequencing reactions) and Full-Service (client submits templates and primers). Requests for sample processing and data retrieval are both handled online through the Genomics Facility website. | No | Scott Herke | genomics@lsu.edu | 87106
Uncheck | Science | Biological Sciences | Genomics Facility | https://genomics.lsu.edu/ | Services, supplies, and instrumentation for comparative genomics. Members of the College of Science (LSU—B.R.) are our primary clients; other local campus labs may have access if their Cores lack similar capabilities. | Agilent Bioanalyzer (QC for DNA, RNA, & proteins) | The Agilent 2100 Bioanalyzer system provides sizing, quantitation and quality control of DNA, RNA, proteins and cells on a single platform, providing high quality digital data. The Genomics Facility currently stocks the DNA High Sensitivity kit; however, other kits can be ordered. The DNA-HS chip provides critical Library QC data (quantitation AND fragment size distribution) for NGS experiments... regardless of which NGS platform is used. | No | Scott Herke | genomics@lsu.edu | 87106
| Science | Biological Sciences | Genomics Facility | https://genomics.lsu.edu/ | Services, supplies, and instrumentation for comparative genomics. Members of the College of Science (LSU—B.R.) are our primary clients; other local campus labs may have access if their Cores lack similar capabilities. | BluePippin (DNA Size Selection for Next-Gen Sequencing) | The BluePippin has the capabilities of the Pippin Prep, plus pulsed-field electrophoresis for resolving and collecting high molecular weight DNA. Target sizes or ranges of sizes are entered in software, and fractions are collected in buffer. Up to 5 samples/gel cassette may be run, with no possibility of cross contamination. Gel cassettes for DNA selections are available in 4 agarose concentrations to provide a full range of size selection options from 100bp up to 50kb. Run times range from ~30 minutes (small fragments) to several hours (pulsed-field runs for very large DNA fragments). | No | Scott Herke | genomics@lsu.edu | 87106
| Science | Biological Sciences | Genomics Facility | https://genomics.lsu.edu/ | Services, supplies, and instrumentation for comparative genomics. Members of the College of Science (LSU—B.R.) are our primary clients; other main campus labs may have access if their Cores lack similar capabilities. | Client PC Workstation (on LSU network) | This computer has a variety of genomics-related software with associated User Guides, as well as standard Microsoft Office software. For descriptions of some of the ABI software, please see Data Analysis on the 'Services' page for the ABI 3130xl platform. | No | Scott Herke | genomics@lsu.edu | 87106
| Science | Biological Sciences | Genomics Facility | https://genomics.lsu.edu/ | Services, supplies, and instrumentation for comparative genomics. Members of the College of Science (LSU—B.R.) are our primary clients; other local campus labs may have access if their Cores lack similar capabilities. | ABI ViiA·7 & QuantStudio·6 (qPCR, protein melt-curves, etc.) | Although the ABI ViiA·7 & QuantStudio·6 have different outside 'shells', they use exactly the same internal components, calibration standards, and software; thus, users can safely swap back-and-forth between the platforms even within the same experiment. In the rare instance in which an assay uses an unusual combination of dyes, the ViiA·7 does offer additional flexibility by virture of its six decoupled excitation and emission filter channels (which allow for additional dye combinations and maximum multiplexing capabilities). | No | Scott Herke | genomics@lsu.edu | 87106
| Science | Biological Sciences | Genomics Facility | https://genomics.lsu.edu/ | Services, supplies, and instrumentation for comparative genomics. Members of the College of Science (LSU—B.R.) are our primary clients; other local campus labs may have access if their Cores lack similar capabilities. | ABI Veriti (standard PCR thermal cycler) | The ABI Veriti performs standard PCR, including temperature gradients with 6 individualized sub-blocks, and it is protected from brief power outages by an APC backup power supply. | No | Scott Herke | genomics@lsu.edu | 87106
| Science | Biological Sciences | Genomics Facility | https://genomics.lsu.edu/ | Services, supplies, and instrumentation for comparative genomics. Members of the College of Science (LSU—B.R.) are our primary clients; other local campus labs may have access if their Cores lack similar capabilities. | Qubit 4.0 (Nucleic Acid & Protein quantitation; RNA Integrity) | The Qubit-4.0 (ThermoFisher) can quantify DNA, RNA, & proteins. Assays require 1-20 ul of sample, resulting in the quantitation ranges shown with each kit; samples are analyzed using Axygen 0.5-ml tubes (PCR-05-C, thin-wall, clear). List of Qubit Kits: RNA IQ assay (integrity & quality); dsDNA HS Assay Kit (0.2-100 ng); dsDNA BR Assay Kit (2-1000 ng); ssDNA Assay Kit (1-200 ng); RNA HS Assay Kit (5-100 ng); RNA BR Assay Kit (20–1,000 ng); RNA XR Assay Kit (0.02-8 µg); microRNA Assay Kit (1-1000 ng); Protein Assay Kit (0.25-5 µg). | No | Scott Herke | genomics@lsu.edu | 87106
| Science | Biological Sciences | Genomics Facility | https://genomics.lsu.edu/ | Services, supplies, and instrumentation for comparative genomics. Members of the College of Science (LSU—B.R.) are our primary clients; other local campus labs may have access if their Cores lack similar capabilities. | Diagenode Bioruptor NGS (DNA fragmentation) | To retain the integrity of DNA, Diagenode’s Bioruptor® NGS uses a gentle method of sonication and a chilled water bath to generate indirect sonication waves. As a result, the Bioruptor® produces better and more consistent results than are achieved with harsher sonication methods. Up to 12 closed tubes can be sonicated in parallel and the continuous rotation of tubes allows even distribution of the energy for efficient sonication. | No | Scott Herke | genomics@lsu.edu | 87106
| Science | Biological Sciences | Genomics Facility | https://genomics.lsu.edu/ | Services, supplies, and instrumentation for comparative genomics. Members of the College of Science (LSU—B.R.) are our primary clients; other local campus labs may have access if their Cores lack similar capabilities. | SPD1010 SpeedVac (sample concentration) | The SPD1010 SpeedVac (ThermoFisher) efficiently processes large batches of DNA or RNA samples. Currently, we have rotors for microtubes (1.5-ml, or 0.2-ml with inserts) and for 96-well plates. Typical applications include concentrating DNA extractions and removing low concentrations of non-agressive organic solvents (methanol, ethanol, acetonitrile) from samples. Most samples can be processed by simply pressing the "Start" button; however, users may also adjust settings for vacuum pressure, temperature, and run time. | No | Scott Herke | genomics@lsu.edu | 87106
| Science | Biological Sciences | Genomics Facility | https://genomics.lsu.edu/ | Services, supplies, and instrumentation for comparative genomics. Members of the College of Science (LSU—B.R.) are our primary clients; other local campus labs may have access if their Cores lack similar capabilities. | Typhoon 8600 Variable Mode Imager (Phosphor screens, etc.) | The Typhoon™ 8600 Variable Mode Imager is primarily used for storage phosphor experiments, but it is also capable of fluorescence detection of gels and blots. The Typhoon can scan storage phosphor screens (mounted or unmounted), gels and blots (≤ 35 × 43 cm). Images can be manipulated with ImageQuant™ Image Analysis Software; alternatively, users can change the file extension (i.e., *.gel) to "*.tif" and import the image into other software such as Adobe Photoshop. | No | Scott Herke | genomics@lsu.edu | 87106
| Science | Biological Sciences | Genomics Facility | https://genomics.lsu.edu/ | Services, supplies, and instrumentation for comparative genomics. Members of the College of Science (LSU—B.R.) are our primary clients; other local campus labs may have access if their Cores lack similar capabilities. | E-gel (DNA Size-Selection for NGS libraries, etc.) | The E-Gel® SizeSelect™ Gels are a convenient method for the purification of DNA libraries for Next Generation Sequencing applications. DNA is size-selected in three easy steps: Load; Run; and, Retrieve. The E-Gel® SizeSelect gel features two rows of wells. To extract a DNA region of interest without conventional gel purification, simply load samples into the top row and electrophorese until the band (or smear of the desired size range) moves into the bottom row of wells. Then, use a pipette to remove your purified DNA (for smears, fragment sizes will have an ~50-bp range). | No | Scott Herke | genomics@lsu.edu | 87106
| Science | Biological Sciences | Genomics Facility | https://genomics.lsu.edu/ | Services, supplies, and instrumentation for comparative genomics. Members of the College of Science (LSU—B.R.) are our primary clients; other local campus labs may have access if their Cores lack similar capabilities. | Eppendorf Centrifuge 5810R (96-well plates; 15/50 ml tubes) | The Eppendorf 5810R Centrifuge is a refrigerated unit (-9 to 40°C), capable of handling both large tubes and microtiter plates. Maximum speed is ~2800 rcf, and a soft acceleration- deceleration option is available. The Genomics Facility has the A-4-62 rotor, which sports two types of adaptors: (A) microtiter plates or 96-well PCR plates; and, (B) 15-ml or 50-ml tubes (with correct inserts). | No | Scott Herke | genomics@lsu.edu | 87106
| Science | Biological Sciences | Genomics Facility | https://genomics.lsu.edu/ | Services, supplies, and instrumentation for comparative genomics. Members of the College of Science (LSU—B.R.) are our primary clients; other local campus labs may have access if their Cores lack similar capabilities. | Victor·3 Multilabel Counter (fluorescence, luminescence, etc.) | The Victor·3 Multilabel Counter (model 1420-011) includes fluorescence intensity (both top and bottom reading), luminescence, and absorbance (VIS) technologies as well as scanning, shaking and kinetics features. The instrument accepts all types of microtitration plates (from 1 to 1536 wells), as well as Petri dishes, slides, filters and Terasaki plates. | No | Scott Herke | genomics@lsu.edu | 87106
| Science | Biological Sciences | Genomics Facility | https://genomics.lsu.edu/ | Services, supplies, and instrumentation for comparative genomics. Members of the College of Science (LSU—B.R.) are our primary clients; other local campus labs may have access if their Cores lack similar capabilities. | DNA Columns by Zymo Research (purification & Size-Selection) | DNA Clean & Concentrator-5 Kit — (Cat #: 11-303): Clean and concentrate up to 5 µg DNA in as little as 6-µl elution with 0-µl wash residue carryover. Eluted DNA is well suited for use in applications such as PCR, DNA sequencing, DNA ligation, endonuclease digestion, RNA transcription, radiolabeling, and arrays. DNA Size Limits: 50 bp to 23 kb. Select-A-Size DNA Clean & Concentrator Kit — (Cat #D4080): Size-Select DNA with retention points of ≥50-bp, ≥100-bp, ≥150-bp, ≥200-bp, ≥300-bp (other cutoffs between 50-300 bp can be attempted by titration). Clean and concentrate up to 3 µg DNA in as little as 10-µl elution with 0-µl wash residue carryover. Eluted DNA is of high quality and well suited for NGS, ligations, restriction endonuclease digestions, and library preparation cleanup. DNA Size Limits: 50 bp to 23 kb. | No | Scott Herke | genomics@lsu.edu | 87106
| Science | Biological Sciences | Genomics Facility | https://genomics.lsu.edu/ | Services, supplies, and instrumentation for comparative genomics. Labs throughout LSU's main campus may request access to the Genomics Facility if similar services are not provided by their own Core; however, the facility primarily serves members of the College of Science. Some equipment is available for use directly by researchers; other equipment is managed solely by facility staff. | DNA Columns by Zymo Research (purification & Size-Selection) | Needs description | No | Scott Herke | genomics@lsu.edu | 87106
| Coast & Environment | N/A | Hypoxia in the Northern Gulf of Mexico | https://gulfhypoxia.net/ | Hypoxia, or low oxygen, is an environmental phenomenon where the concentration of dissolved oxygen in the water column decreases to a level that can no longer support living aquatic organisms. Hypoxic areas, or “Dead Zones,” have increased in duration and frequency across our planet’s oceans since first being noted in the 1970s. The largest hypoxic zone currently affecting the United States, and the second largest hypoxic zone worldwide, is the northern Gulf of Mexico adjacent to the Mississippi River. | N/A | N/A |  | Unknown | Unknown | Unknown
| Science | Physics & Astronomy | BREC-LSU-BRAS Highland Road Park Observatory | https://hrpo.lsu.edu/ | BREC-LSU-BRAS Highland Road Park Observatory is a remote-control astronomical observatory located approximately 10 miles from the LSU campus. It is a joint venture between the Department of Physics and Astronomy, the Baton Rouge Astronomical Society (BRAS), and the Recreation and Park Commission of East Baton Rouge (BREC). The observatory comprises a 2,300-square-foot facility, housing a 20-inch diameter Ritchey-Chretien telescope, a back-thinned CCD camera, an automated computer-control system, and an Internet T1 link. LSU is developing software that will enable LSU astronomy classes and K-12 classes throughout Louisiana to use the telescope through the Internet. The telescope is used for classes and student research projects. More than 50 asteroids have been discovered at the observatory. These investigations have also shown that the HRPO can see objects as faint as 20th magnitude with relatively short exposures. | N/A | N/A | No | BREC | observatory@brec.org | 225-768-9948
Uncheck | Coast & Environment | N/A | Coastal Hydrology and Hydrodynamics | https://matthewhiatt.wixsite.com/coastalhydrolsu | Louisiana's coastal environment is undergoing an unprecedented phase of wetland loss and degradation. To combat this, The Louisiana Coastal Master Plan aims to inject billions of dollars into coastal protection and restoration. One method - sediment diversions - aims to reconnect the Mississippi River water and its floodplain wetlands by building flow control structures through the levees. The goal with sediment diversions is to build land through natural processes. At Breton Sound, a large sediment diversion is being planned by the Louisiana Coastal protection and Restoration Authority. Our group is aiding in this effort by measuring water velocities and suspended sediment concentrations in the batture region of the planned diversion site. The batture is essentially a vegetated point bar that lies between the river and the levee system. Our initial results show evidence of flow re-circulation over the batture during high water. | N/A | N/A |  | Matt Hiatt | mhiatt1@lsu.edu | 86092
| Coast & Environment | N/A | Coastal Ocean Estuarine Dynamics Lab | https://oceandynamics.lsu.edu/who.htm | Coastal Ocean Estuarine Dynamics studies what is happening in the water in a similar way as meteorology in the air. In Coastal Ocean Estuarine Dynamics, water salinity, pressure (or depth), and temperature determine water density. Water density gradient and pressure gradient determine the forces that drive the coastal ocean and estuarine circulations which in turn affect the coastal ocean and estuarine ecosystem. | N/A | N/A |  | Unknown | Unknown | Unknown
| Coast & Environment | N/A | Ocean Dynamic & Biogeochemical Processes | https://www.researchgate.net/lab/Ocean-Dynamical-Biogeochemical-Processes-Jun-Hong-Liang | They conduct numerical and theoretical studies of oceanic physical and biogeochemical processes in either an idealized setting or a realistic oceanic region. Their research is motivated by the need to better predict marine environment and climate under a changing climate and human activities. The numerical tools include a large eddy simulation model for ocean surface boundary layer, the Regional Ocean Modeling System, and the Coupled-Ocean-Atmosphere-Wave-Sediment Transport model. They also collaborate with sea-going oceanographers to synthesize in-situ observations and computer simulations. | N/A | N/A |  | Jun-Hong Liang | jliang@lsu.edu | 87031
| Mass Communication | N/A | Social Media Analysis & Creation (SMAC) Lab | https://smac.lsu.edu/ | Founded in 2015, the SMAC Lab is the first university-based social media lab of its kind, offering unparalleled research tools to faculty, students and the community that allow for a better understanding of the creators behind social media content. | Social Media Monitoring and Listening | The SMAC Lab is equipped with cutting-edge technology with the capability to track and analyze conversation topics and sentiment across social media platforms. These capabilities can be used to monitor ongoing campaigns or to listen in the social media environment for pertinent issues on a broad range of social network and messaging platforms, publicly available news and reviews sites, forums, and blogs. | No | Dr. Lance Porter | lporter@lsu.edu | 225-578-7377
| Mass Communication | N/A | Social Media Analysis & Creation (SMAC) Lab | https://smac.lsu.edu/ | Founded in 2015, the SMAC Lab is the first university-based social media lab of its kind, offering unparalleled research tools to faculty, students and the community that allow for a better understanding of the creators behind social media content. | Social Media Content Analysis | Specialized software in the SMAC Lab allows researchers to conduct Boolean searches on mentions in most major social media platforms on public content. We also use software to visualize and analyze social media networks to identify and rank influential users within the top public social networks. | No | Dr. Lance Porter | lporter@lsu.edu | 225-578-7377
| Mass Communication | N/A | Social Media Analysis & Creation (SMAC) Lab | https://smac.lsu.edu/ | Founded in 2015, the SMAC Lab is the first university-based social media lab of its kind, offering unparalleled research tools to faculty, students and the community that allow for a better understanding of the creators behind social media content. | Social Media Network Analysis | We use open source software to visualize and analyze social media networks to identify and rank influential users within the top public social networks. We also use paid survey panels to link social media users with the content they produce, allowing a unique analysis of who produces what content. | No | Dr. Lance Porter | lporter@lsu.edu | 225-578-7377
| Coast & Environment | N/A | Earth Scan Lab | https://www.esl.lsu.edu/ | The mission of the Earth Scan Laboratory is to support research, education, and public service/emergency response with near real time or archival remotely sensed satellite data, including end-to-end processing, analysis, interpretation, and dissemination of relevant datasets. From its central location along the Gulf Coast, the ESL can capture satellite data covering the entire Gulf of Mexico, most of the Western Atlantic, the extreme Eastern Pacific, and the land mass from the Hudson Bay to the northern most part of South America. This data is permanently archived creating a growing record of environmental data for education, research, economic, and forensic applications. | N/A | N/A |  | Nan Walker | nwalker@lsu.edu | 82395
| Science | Physics & Astronomy | LIGO (Laser Interferometer Gravitational-Wave Observatory) | https://www.ligo.caltech.edu/LA | A NSF Facility (operated by Cal Tech and MIT, it is not part of LSU), the 2.5 x 2.5-mile Laser Interferometer Gravitational-wave Observatory (LIGO) is located in Livingston Parish, 30 miles east of Baton Rouge. | N/A | N/A | No | Joe Giamie | giaime@caltech.edu | (225) 686-3169
| Office of Research & Economic Development | N/A | Center for Advanced Microstructures and Devices (CAMD) | https://www.lsu.edu/camd/ | CAMD is a 1.3 GeV synchrotron for materials characterization and microstructure fabrication. Includes LSU Nanofabrication Facility (NFF)/CAMD Cleanroom Service Center. | Port 1A (IR) Infrared Spectroscopy | This is a Nicolet FT-IR with an energy range of 400–11700 cm-1. This beamline is useful for identifying chemical or biological compounds via their vibrational excitations. | Yes | Orhan Kizilkaya | orhan@lsu.edu | 225-578-0325
| Office of Research & Economic Development | N/A | Center for Advanced Microstructures and Devices (CAMD) | https://www.lsu.edu/camd/ | CAMD is a 1.3 GeV synchrotron for materials characterization and microstructure fabrication. Includes LSU Nanofabrication Facility (NFF)/CAMD Cleanroom Service Center. | Port 1B (DPC) Diagnostic Pinhole Camera | Diagnostic Pinhole Camera - useful for visualizing the synchrotron electron beam | Yes | Daren Launey | dlaune2@lsu.edu | 225-578-9945
| Office of Research & Economic Development | N/A | Center for Advanced Microstructures and Devices (CAMD) | https://www.lsu.edu/camd/ | CAMD is a 1.3 GeV synchrotron for materials characterization and microstructure fabrication. Includes LSU Nanofabrication Facility (NFF)/CAMD Cleanroom Service Center. | Port 2A White Light | This beamline provides a direct exposure to the full CAMD spectrum for producing radiation-induced effects in materials. | Yes | Daren Launey | dlaune2@lsu.edu | 225-578-9945
| Office of Research & Economic Development | N/A | Center for Advanced Microstructures and Devices (CAMD) | https://www.lsu.edu/camd/ | CAMD is a 1.3 GeV synchrotron for materials characterization and microstructure fabrication. Includes LSU Nanofabrication Facility (NFF)/CAMD Cleanroom Service Center. | Port 3A1 (WS-DCM) Wavelength Shifter (WS) Double-Crystal Monochromator | This insertion device (3T wavelength shifter) beamline enables elemental and chemical compound determinations via XAS absorption, transmission, fluorescence, electron yield, XANES and EXAFS with an energy range of 7 - 18 keV | Yes | Amitava Roy | reroy@lsu.edu | 225-578-6706
| Office of Research & Economic Development | N/A | Center for Advanced Microstructures and Devices (CAMD) | https://www.lsu.edu/camd/ | CAMD is a 1.3 GeV synchrotron for materials characterization and microstructure fabrication. Includes LSU Nanofabrication Facility (NFF)/CAMD Cleanroom Service Center. | Port 3A2 (WS-XRD) Wavelength Shifter (WS) X-ray Diffraction | This insertion device (3T wavelength shifter) beamline enables X-ray diffraction of materials under reaction/processing conditions in environmental cells. | Yes | Frank McKay | fmckay1@lsu.edu | 225-578-2261
| Office of Research & Economic Development | N/A | Center for Advanced Microstructures and Devices (CAMD) | https://www.lsu.edu/camd/ | CAMD is a 1.3 GeV synchrotron for materials characterization and microstructure fabrication. Includes LSU Nanofabrication Facility (NFF)/CAMD Cleanroom Service Center. | Port 3A3 (WS-SAXS) Wavelength Shifter (WS) SAXS, WAXS, GISAXS | This insertion device (3T wavelength shifter) beamline enables small (wide) angle X-ray scattering as well as grazing incidence SAXS in an enviromental chamber using a commercial XENOCS instrument. It is optimized for 11.9 keV photons. | Yes | Miriam Siebenburger | msiebenbuerger@lsu.edu | 225-578-0356
| Office of Research & Economic Development | N/A | Center for Advanced Microstructures and Devices (CAMD) | https://www.lsu.edu/camd/ | CAMD is a 1.3 GeV synchrotron for materials characterization and microstructure fabrication. Includes LSU Nanofabrication Facility (NFF)/CAMD Cleanroom Service Center. | Port 3B1 (3m-NIM) 3m Normal Incidence Monochromator | This beamline is instrumented with a 200 mm Scienta hemispherical electron energy analyzer with a photon energy range of 9-28 eV for angle-resolved photoemission (ARUPS) and includes LEED and a side chamber for thin-film evaporation. | Yes | Orhan Kizilkaya | orhan@lsu.edu | 225-578-0325
| Office of Research & Economic Development | N/A | Center for Advanced Microstructures and Devices (CAMD) | https://www.lsu.edu/camd/ | CAMD is a 1.3 GeV synchrotron for materials characterization and microstructure fabrication. Includes LSU Nanofabrication Facility (NFF)/CAMD Cleanroom Service Center. | Port 3B1 (3m-NIM) 3m Normal Incidence Monochromator Second Tail | The second tail of the NIM is instrumented for photoionization studies in the range of 9-28 eV and can be used as an alternative to the Scienta endstation. | Yes | Orhan Kizilkaya | orhan@lsu.edu | 225-578-0325
| Office of Research & Economic Development | N/A | Center for Advanced Microstructures and Devices (CAMD) | https://www.lsu.edu/camd/ | CAMD is a 1.3 GeV synchrotron for materials characterization and microstructure fabrication. Includes LSU Nanofabrication Facility (NFF)/CAMD Cleanroom Service Center. | Port 4A (VLSPGM) Variable Line-Spaced Plane Grating Monochromator | This beamline provides photons from 200 eV - 1.2 keV and has multiple endstations that can be used for ARUPS, synchrotron XPS, soft X-ray XAS, NEXAFS. This is particularly useful for the L & M shells of the first row of transition-metal elements. | Yes | Orhan Kizilkaya | orhan@lsu.edu | 225-578-0325
| Office of Research & Economic Development | N/A | Center for Advanced Microstructures and Devices (CAMD) | https://www.lsu.edu/camd/ | CAMD is a 1.3 GeV synchrotron for materials characterization and microstructure fabrication. Includes LSU Nanofabrication Facility (NFF)/CAMD Cleanroom Service Center. | Port 4B (5m TGM) 5m Toroidal Grating Monochromator | This beamline provides photons from 20 - 300 eV with a surface-science endstation that includes a 150mm Omicron hemispherical electron energy analyzer, LEED and a thin-film prep side chamber. | Yes | Orhan Kizilkaya | orhan@lsu.edu | 225-578-0325
| Office of Research & Economic Development | N/A | Center for Advanced Microstructures and Devices (CAMD) | https://www.lsu.edu/camd/ | CAMD is a 1.3 GeV synchrotron for materials characterization and microstructure fabrication. Includes LSU Nanofabrication Facility (NFF)/CAMD Cleanroom Service Center. | Port 5A1 (MPW Biomed/Tomo) 7.5T Multipole Wiggler | This beamline provides photons from 35-60 keV and is instrumented for cell irradiation, tomography with 2.5 µm resolution and X-ray phase contrast imaging. | Yes | Kyungmin Ham | kham1@lsu.edu | 225-578-9318
| Office of Research & Economic Development | N/A | Center for Advanced Microstructures and Devices (CAMD) | https://www.lsu.edu/camd/ | CAMD is a 1.3 GeV synchrotron for materials characterization and microstructure fabrication. Includes LSU Nanofabrication Facility (NFF)/CAMD Cleanroom Service Center. | Port 5A2 (MMX) 7.5T Multipole Wiggler Macromolecular Crystallography | A 7 - 17.5 keV beamline that is used for both X-ray diffraction as well as XAS/XRF/XANES studies. It is possible to reconfigure the endstation for user-customized experiments. | Yes | Amitava Roy | reroy@lsu.edu | 225-578-6706
| Office of Research & Economic Development | N/A | Center for Advanced Microstructures and Devices (CAMD) | https://www.lsu.edu/camd/ | CAMD is a 1.3 GeV synchrotron for materials characterization and microstructure fabrication. Includes LSU Nanofabrication Facility (NFF)/CAMD Cleanroom Service Center. | Port 5A3 (MPW-HEXAS) 7.5T MPW High Energy X-ray Absorption Spectroscopy | A 4.5 - 30 keV beamline that is used for X-ray absorption spectroscopies including XAS transmission, fluorescence, XANES and EXAFS. | Yes | Amitava Roy | reroy@lsu.edu | 225-578-6706
| Office of Research & Economic Development | N/A | Center for Advanced Microstructures and Devices (CAMD) | https://www.lsu.edu/camd/ | CAMD is a 1.3 GeV synchrotron for materials characterization and microstructure fabrication. Includes LSU Nanofabrication Facility (NFF)/CAMD Cleanroom Service Center. | Port 5B (DCM) Double-Crystal Monochromator | A 1.7 - 11 keV beamline that is used for X-ray absorption spectroscopies including XAS transmission, fluorescence, XANES and EXAFS. | Yes | Amitava Roy | reroy@lsu.edu | 225-578-6706
| Office of Research & Economic Development | N/A | Center for Advanced Microstructures and Devices (CAMD) | https://www.lsu.edu/camd/ | CAMD is a 1.3 GeV synchrotron for materials characterization and microstructure fabrication. Includes LSU Nanofabrication Facility (NFF)/CAMD Cleanroom Service Center. | Port 6A (DCM/LEXAS) Double-Crystal Monochromator | A 0.2 - 1.2 keV keV Low-Energy X-ray Spectroscopy beamline that is used for XAS transmission, fluorescence, XANES and EXAFS. | Yes | Amitava Roy | reroy@lsu.edu | 225-578-6706
| Office of Research & Economic Development | N/A | Center for Advanced Microstructures and Devices (CAMD) | https://www.lsu.edu/camd/ | CAMD is a 1.3 GeV synchrotron for materials characterization and microstructure fabrication. Includes LSU Nanofabrication Facility (NFF)/CAMD Cleanroom Service Center. | Q600 SDT | Differentia Scanning Calorimeter / Thermal Gravitational Analyzer to measure heat flow and weight changes in materials as a function of temperature. | Yes | Amitava Roy | reroy@lsu.edu | 225-578-6706
| Office of Research & Economic Development | N/A | Center for Advanced Microstructures and Devices (CAMD) | https://www.lsu.edu/camd/ | CAMD is a 1.3 GeV synchrotron for materials characterization and microstructure fabrication. Includes LSU Nanofabrication Facility (NFF)/CAMD Cleanroom Service Center. | N/A | N/A | Yes | Caryl Boyet | cdboyet@lsu.edu | 225-578-9357
| Office of Research & Economic Development | N/A | Center for Advanced Microstructures and Devices (CAMD) | https://www.lsu.edu/camd/ | CAMD is a 1.3 GeV synchrotron for materials characterization and microstructure fabrication. Includes LSU Nanofabrication Facility (NFF)/CAMD Cleanroom Service Center. | N/A | N/A | Yes | Need Information | Need Information | Need Information
| Engineering | N/A | Zooplankton and Ecology Laboratory | https://www.lsu.edu/cce/research/labs/zooplankton.php | The Zooplankton Ecology Laboratory at LSU is equipped with digital imaging systems, nets, and high-frequency acoustic instruments that can be used to count and identify zooplankton in the ocean or in preserved samples. They also direct the Gulf SERPENT Project, an innovative academic-industry-governmental partnership that uses industrial remotely operated vehicles on deepwater petroleum exploration and production facilities to study deep-sea biodiversity. They currently work with BP, Shell, and Anadarko. | N/A | N/A |  | Mark C. Benfield | mbenfie@lsu.edu | 86372
| Human Sciences & Education | Kinesiology | Understanding Play Laboratory (UP Lab) | https://faculty.lsu.edu/uplab/index.php | Members of the Understanding Play Laboratory, temporarily housed in B19, B18, and B18A in the Gym Armory, investigate the role of motor skills and asymmetries in the development of cognition and language in early childhood. Some current projects include the impact of emerging independent sitting on play, hand preferences on the development building and language, and how parents support motor development in their infants through play. Our primary methodology is play-based testing and behavioral coding in longitudinal research; however, surveys, standardized testing, and actigraphy are also used. | N/A | N/A |  | Emily Marcinowski | emilym@lsu.edu | 85960
| Engineering | Mechanical & Industrial Engineering | Advanced Manufacturing and Machining Facility (AMMF) | https://www.lsu.edu/eng/mie/cuf/ammf/index.php | The Advanced Manufacturing and Machining Facility (AMMF) at Louisiana State University is committed to providing high-quality contemporary manufacturing and fabrication resources and services, to offer related educational experiences for students, as well as to enable manufacturing research in the Department of Mechanical & Industrial Engineering, the College of Engineering, other campus units, and the community. The AMMF is a founding member of the Central Users Facilities (CUF) of the Consortium for Innovation in Materials and Manufacturing, a cooperative agreement funded by the National Science Foundation and the LA Board of Regents. |  |  | Yes | Unknown | Unknown | Unknown
| Engineering | N/A | Materials, Manufacturing, Testing and Evaluation Facility | https://www.lsu.edu/eng/mie/cuf/MMTEF/mmtef.php | The Materials Manufacturing, Testing, and Evaluation Facility (MMTEF) at Louisiana State University consists of a 6,000 square-foot facility with capabilities covering mechanical testing and non-destructive evaluation of materials capabilities, heat treatment of materials, replication-based micro- and nano-fabrication, and thin-film/coating manufacturing. The MMTEF is a founding member of the Central Users Facilities (CUF) of the Consortium for Innovation in Materials and Manufacturing, a cooperative agreement funded by the National Science Foundation and the LA Board of Regents. The MMTEF site is still under development and more specific information regarding its capabilities will be forthcoming. The MMTEF provides • mechanical testing resources and services, • metallography sample preparation, • heat treatment resources, • micro-/nano-fabrication resources, • thin film synthesis resources. | Test Frames | MTS 858 Mini Bionix II – Static and Dynamic Test Machine 25 kN capacity and extensiometer. Two MTS 810 Material Test System – Static and Dynamic Test Machine 100 kN capacity. Both with MTS 647 Hydraulic Wedge Grips. Test Resources 313 Test Frame – Tensile and Compression Tester 50 kN capacity. Technical Staff: Mark Brennan Location(s): Patrick F Taylor Hall 2354 and 1355 | Yes | Dimitris Nikitopoulos | medimi@lsu.edu | Unknown
| Engineering | N/A | Materials, Manufacturing, Testing and Evaluation Facility | https://www.lsu.edu/eng/mie/cuf/MMTEF/mmtef.php | The Materials Manufacturing, Testing, and Evaluation Facility (MMTEF) at Louisiana State University consists of a 6,000 square-foot facility with capabilities covering mechanical testing and non-destructive evaluation of materials capabilities, heat treatment of materials, replication-based micro- and nano-fabrication, and thin-film/coating manufacturing. The MMTEF is a founding member of the Central Users Facilities (CUF) of the Consortium for Innovation in Materials and Manufacturing, a cooperative agreement funded by the National Science Foundation and the LA Board of Regents. The MMTEF site is still under development and more specific information regarding its capabilities will be forthcoming. The MMTEF provides • mechanical testing resources and services, • metallography sample preparation, • heat treatment resources, • micro-/nano-fabrication resources, • thin film synthesis resources. | Test Frame with Environmental Control | ADMET eXpert 2600 Test Frame – Tensile and Compression Tester with Environmental Heating Chamber 5 kN capacity. Faculty Expert: Dr. Guoqiang Li Technical Staff: Mark Brennan Location(s): Patrick F Taylor Hall 2354 Location(s): Patrick F Taylor Hall 2354 and 1355 | Yes | Dimitris Nikitopoulos | medimi@lsu.edu | Unknown
| Engineering | N/A | Materials, Manufacturing, Testing and Evaluation Facility | https://www.lsu.edu/eng/mie/cuf/MMTEF/mmtef.php | The Materials Manufacturing, Testing, and Evaluation Facility (MMTEF) at Louisiana State University consists of a 6,000 square-foot facility with capabilities covering mechanical testing and non-destructive evaluation of materials capabilities, heat treatment of materials, replication-based micro- and nano-fabrication, and thin-film/coating manufacturing. The MMTEF is a founding member of the Central Users Facilities (CUF) of the Consortium for Innovation in Materials and Manufacturing, a cooperative agreement funded by the National Science Foundation and the LA Board of Regents. The MMTEF site is still under development and more specific information regarding its capabilities will be forthcoming. The MMTEF provides • mechanical testing resources and services, • metallography sample preparation, • heat treatment resources, • micro-/nano-fabrication resources, • thin film synthesis resources. | Ovens | Yamato DKN400 Constant Temperature Oven. VWR Model 89511 (Gravity Convection 404/406/408 or Forced Air 410/412/414) Oven. VWR Model 1602 High Air Flow Oven. Technical Staff: Mark Brennan Location: Patrick F Taylor Hall 2355F Location(s): Patrick F Taylor Hall 2354 and 1355 | Yes | Dimitris Nikitopoulos | medimi@lsu.edu | Unknown
| Engineering | N/A | Materials, Manufacturing, Testing and Evaluation Facility | https://www.lsu.edu/eng/mie/cuf/MMTEF/mmtef.php | The Materials Manufacturing, Testing, and Evaluation Facility (MMTEF) at Louisiana State University consists of a 6,000 square-foot facility with capabilities covering mechanical testing and non-destructive evaluation of materials capabilities, heat treatment of materials, replication-based micro- and nano-fabrication, and thin-film/coating manufacturing. The MMTEF is a founding member of the Central Users Facilities (CUF) of the Consortium for Innovation in Materials and Manufacturing, a cooperative agreement funded by the National Science Foundation and the LA Board of Regents. The MMTEF site is still under development and more specific information regarding its capabilities will be forthcoming. The MMTEF provides • mechanical testing resources and services, • metallography sample preparation, • heat treatment resources, • micro-/nano-fabrication resources, • thin film synthesis resources. | Furnaces | MTI GSL-1700X Tube Furnace. Thermo Scientific Lindberg/Blue M Tube Furnace. Fuji Dr. Sinter Lab Jr. Spark Plasma Sintering System. Thermolyne 79300 Tube Furnace. Technical Staff: Mark Brennan Location: Patrick F Taylor Hall 2355F Location(s): Patrick F Taylor Hall 2354 and 1355 | Yes | Dimitris Nikitopoulos | medimi@lsu.edu | Unknown
| Engineering | N/A | Materials, Manufacturing, Testing and Evaluation Facility | https://www.lsu.edu/eng/mie/cuf/MMTEF/mmtef.php | The Materials Manufacturing, Testing, and Evaluation Facility (MMTEF) at Louisiana State University consists of a 6,000 square-foot facility with capabilities covering mechanical testing and non-destructive evaluation of materials capabilities, heat treatment of materials, replication-based micro- and nano-fabrication, and thin-film/coating manufacturing. The MMTEF is a founding member of the Central Users Facilities (CUF) of the Consortium for Innovation in Materials and Manufacturing, a cooperative agreement funded by the National Science Foundation and the LA Board of Regents. The MMTEF site is still under development and more specific information regarding its capabilities will be forthcoming. The MMTEF provides • mechanical testing resources and services, • metallography sample preparation, • heat treatment resources, • micro-/nano-fabrication resources, • thin film synthesis resources. | Thin Film Synthesis | Advanced Chemical Vapor Deposition (CVD), Physical Vapor Deposition (PVD) and Inductive Plasma Assisted (IPA) CVD/PVD systems for thin films and coatings sysnthesis. Faculty Expert: Dr. Wen Jin Meng Technical Staff: Dr. Yang Mu Location: Patrick F Taylor Hall 2355B Location(s): Patrick F Taylor Hall 2354 and 1355 | Yes | Dimitris Nikitopoulos | medimi@lsu.edu | Unknown
| Engineering | N/A | Materials, Manufacturing, Testing and Evaluation Facility | https://www.lsu.edu/eng/mie/cuf/MMTEF/mmtef.php | The Materials Manufacturing, Testing, and Evaluation Facility (MMTEF) at Louisiana State University consists of a 6,000 square-foot facility with capabilities covering mechanical testing and non-destructive evaluation of materials capabilities, heat treatment of materials, replication-based micro- and nano-fabrication, and thin-film/coating manufacturing. The MMTEF is a founding member of the Central Users Facilities (CUF) of the Consortium for Innovation in Materials and Manufacturing, a cooperative agreement funded by the National Science Foundation and the LA Board of Regents. The MMTEF site is still under development and more specific information regarding its capabilities will be forthcoming. The MMTEF provides • mechanical testing resources and services, • metallography sample preparation, • heat treatment resources, • micro-/nano-fabrication resources, • thin film synthesis resources. | Vapor Phase Crystal Growth | A unique ultra-high vacuum (UHV) vapor phase system for crystal growth. Faculty Expert: Dr. Wen Jin Meng Technical Staff: Dr. Yang Mu Location: Patrick F Taylor Hall 2355B Location(s): Patrick F Taylor Hall 2354 and 1355 | Yes | Dimitris Nikitopoulos | medimi@lsu.edu | Unknown
| Engineering | N/A | Materials, Manufacturing, Testing and Evaluation Facility | https://www.lsu.edu/eng/mie/cuf/MMTEF/mmtef.php | The Materials Manufacturing, Testing, and Evaluation Facility (MMTEF) at Louisiana State University consists of a 6,000 square-foot facility with capabilities covering mechanical testing and non-destructive evaluation of materials capabilities, heat treatment of materials, replication-based micro- and nano-fabrication, and thin-film/coating manufacturing. The MMTEF is a founding member of the Central Users Facilities (CUF) of the Consortium for Innovation in Materials and Manufacturing, a cooperative agreement funded by the National Science Foundation and the LA Board of Regents. The MMTEF site is still under development and more specific information regarding its capabilities will be forthcoming. The MMTEF provides • mechanical testing resources and services, • metallography sample preparation, • heat treatment resources, • micro-/nano-fabrication resources, • thin film synthesis resources. | Specimen Preparation | Variable Speed Polishers. Hand Grinding Stations. Technical Staff: Mark Brennan Location(s): Patrick F Taylor Hall 2355C and 1355 Location(s): Patrick F Taylor Hall 2354 and 1355 | Yes | Dimitris Nikitopoulos | medimi@lsu.edu | Unknown
| Engineering | N/A | Materials, Manufacturing, Testing and Evaluation Facility | https://www.lsu.edu/eng/mie/cuf/MMTEF/mmtef.php | The Materials Manufacturing, Testing, and Evaluation Facility (MMTEF) at Louisiana State University consists of a 6,000 square-foot facility with capabilities covering mechanical testing and non-destructive evaluation of materials capabilities, heat treatment of materials, replication-based micro- and nano-fabrication, and thin-film/coating manufacturing. The MMTEF is a founding member of the Central Users Facilities (CUF) of the Consortium for Innovation in Materials and Manufacturing, a cooperative agreement funded by the National Science Foundation and the LA Board of Regents. The MMTEF site is still under development and more specific information regarding its capabilities will be forthcoming. The MMTEF provides • mechanical testing resources and services, • metallography sample preparation, • heat treatment resources, • micro-/nano-fabrication resources, • thin film synthesis resources. | Specimen Inspection | Several microscopes of various types are available for metallographic specimen inspection. Technical Staff: Mark Brennan Location(s): Patrick F Taylor Hall 2355C and 1355 Location(s): Patrick F Taylor Hall 2354 and 1355 | Yes | Dimitris Nikitopoulos | medimi@lsu.edu | Unknown
| Engineering | N/A | Materials, Manufacturing, Testing and Evaluation Facility | https://www.lsu.edu/eng/mie/cuf/MMTEF/mmtef.php | The Materials Manufacturing, Testing, and Evaluation Facility (MMTEF) at Louisiana State University consists of a 6,000 square-foot facility with capabilities covering mechanical testing and non-destructive evaluation of materials capabilities, heat treatment of materials, replication-based micro- and nano-fabrication, and thin-film/coating manufacturing. The MMTEF is a founding member of the Central Users Facilities (CUF) of the Consortium for Innovation in Materials and Manufacturing, a cooperative agreement funded by the National Science Foundation and the LA Board of Regents. The MMTEF site is still under development and more specific information regarding its capabilities will be forthcoming. The MMTEF provides • mechanical testing resources and services, • metallography sample preparation, • heat treatment resources, • micro-/nano-fabrication resources, • thin film synthesis resources. | Replication-based Micro-Manufacturing Resources and Capabilities | Replication-based micro-manufacturing capabilities and expertise include X-Ray or UV LiGA (Lithographie Galvanoformun Abformung) technology and associated resources as well as fabrication of metal mold inserts using micro-milling. This micro-manufacturing technology is applicable, and has been applied, to plastics, ceramics and metals for a variety of applications. Faculty Experts: Dr. Michael C. Murphy (Emeritus), Dr. Dimitris E.Nikitopoulos Technical Staff: Dr. Daniel Park Location(s): Patrick F Taylor Hall 2355 Location(s): Patrick F Taylor Hall 2354 and 1355 | Yes | Dimitris Nikitopoulos | medimi@lsu.edu | Unknown
| Engineering | N/A | Materials, Manufacturing, Testing and Evaluation Facility | https://www.lsu.edu/eng/mie/cuf/MMTEF/mmtef.php | The Materials Manufacturing, Testing, and Evaluation Facility (MMTEF) at Louisiana State University consists of a 6,000 square-foot facility with capabilities covering mechanical testing and non-destructive evaluation of materials capabilities, heat treatment of materials, replication-based micro- and nano-fabrication, and thin-film/coating manufacturing. The MMTEF is a founding member of the Central Users Facilities (CUF) of the Consortium for Innovation in Materials and Manufacturing, a cooperative agreement funded by the National Science Foundation and the LA Board of Regents. The MMTEF site is still under development and more specific information regarding its capabilities will be forthcoming. The MMTEF provides • mechanical testing resources and services, • metallography sample preparation, • heat treatment resources, • micro-/nano-fabrication resources, • thin film synthesis resources. | Nano-Fabrication | A broad range of replication-based nano-fabrication technologies and capabilities are available including Nano-Imprint Lithography (NIL). Nano-structures and nano-structured surfaces are realized using replication methods based on nano-mold insert embossing and stamp imprinting. Expertese in Focused-Ion Beam (FIB) Machining are also available. Faculty Experts: Dr. Sunggook Park Technical Staff: Dr. Junseo Choi Location(s): Patrick F Taylor Hall 2355E1 Location(s): Patrick F Taylor Hall 2354 and 1355 | Yes | Dimitris Nikitopoulos | medimi@lsu.edu | Unknown
| Engineering | N/A | Materials, Manufacturing, Testing and Evaluation Facility | https://www.lsu.edu/eng/mie/cuf/MMTEF/mmtef.php | The Materials Manufacturing, Testing, and Evaluation Facility (MMTEF) at Louisiana State University consists of a 6,000 square-foot facility with capabilities covering mechanical testing and non-destructive evaluation of materials capabilities, heat treatment of materials, replication-based micro- and nano-fabrication, and thin-film/coating manufacturing. The MMTEF is a founding member of the Central Users Facilities (CUF) of the Consortium for Innovation in Materials and Manufacturing, a cooperative agreement funded by the National Science Foundation and the LA Board of Regents. The MMTEF site is still under development and more specific information regarding its capabilities will be forthcoming. The MMTEF provides • mechanical testing resources and services, • metallography sample preparation, • heat treatment resources, • micro-/nano-fabrication resources, • thin film synthesis resources. | Material Property Measurement | A Perkins Elmer Differential Scanning Calorimeter DSC 4000 is available for thermal analysis of materials. Hardness measurement equipment. Nano-indentation equipment. Faculty Expert: Dr. Guoqiang Li Technical Staff: Mark Brennan Location(s): Patrick F Taylor Hall 2355E2 and 1355 Location(s): Patrick F Taylor Hall 2354 and 1355 | Yes | Dimitris Nikitopoulos | medimi@lsu.edu | Unknown
| Engineering | N/A | PERTT Lab | https://www.lsu.edu/eng/pete/research/pertt-lab/index.php | The Petroleum Engineering Research, Training, & Testing Laboratory, (PERTT Lab), provides a versatile research environment for performing multiphase flow experiments on field scale tubulars at high pressures. The facility has served the university and industry as a research center capable of various flow rates, single-phase or multi-phase, pressures up to 5,000psi in one of our fully cased research wells, or higher pressures up to 15,000psi through a closed system surface loop. The site has been utilized by industry for well control training, and continues to host two undergraduate PETE lab classes. A wide variety of standard or custom test setups can be created for different tool or technology applications to prove functionality, analyze efficacy, or assess capability limits. The PERTT Lab, located on approximately five acres, has the space and infrastructure to accommodate large setups and has been utilized by petroleum researchers for almost forty years. | Two cased and completed wells for research and circulation testing | Well 1 with 2-7/8" tubing inside of 5.5" casing inside of 8-5/8" casing, 2800' deep with downhole pressure/temperature instrumentation and a bottomhole side pocket gas lift mandrel for production or drilling simulation. |  | Karsten Thompson | karsten@lsu.edu | Unknown
| Engineering | N/A | PERTT Lab | https://www.lsu.edu/eng/pete/research/pertt-lab/index.php | The Petroleum Engineering Research, Training, & Testing Laboratory, (PERTT Lab), provides a versatile research environment for performing multiphase flow experiments on field scale tubulars at high pressures. The facility has served the university and industry as a research center capable of various flow rates, single-phase or multi-phase, pressures up to 5,000psi in one of our fully cased research wells, or higher pressures up to 15,000psi through a closed system surface loop. The site has been utilized by industry for well control training, and continues to host two undergraduate PETE lab classes. A wide variety of standard or custom test setups can be created for different tool or technology applications to prove functionality, analyze efficacy, or assess capability limits. The PERTT Lab, located on approximately five acres, has the space and infrastructure to accommodate large setups and has been utilized by petroleum researchers for almost forty years. | Two cased and completed wells for research and circulation testing | Well 2 with 2-7/8" tubing inside of 9-5/8" casing, outfitted with two side pocket gas lift mandrels, downhole pressure/temperature and single/multimode fiber optics (DAS-PureCore SMF fiber (9/125/155), E2000/APC terminated connection) (DTS- 0.5m measurement, 1E-3 accuracy, 30sec interval, WITSML output file). |  | Unknown | Unknown | Unknown
| Engineering | N/A | PERTT Lab | https://www.lsu.edu/eng/pete/research/pertt-lab/index.php | The Petroleum Engineering Research, Training, & Testing Laboratory, (PERTT Lab), provides a versatile research environment for performing multiphase flow experiments on field scale tubulars at high pressures. The facility has served the university and industry as a research center capable of various flow rates, single-phase or multi-phase, pressures up to 5,000psi in one of our fully cased research wells, or higher pressures up to 15,000psi through a closed system surface loop. The site has been utilized by industry for well control training, and continues to host two undergraduate PETE lab classes. A wide variety of standard or custom test setups can be created for different tool or technology applications to prove functionality, analyze efficacy, or assess capability limits. The PERTT Lab, located on approximately five acres, has the space and infrastructure to accommodate large setups and has been utilized by petroleum researchers for almost forty years. | Two diesel driven triplex pumps capable of up to 500gpm |  |  | Unknown | Unknown | Unknown
| Engineering | N/A | PERTT Lab | https://www.lsu.edu/eng/pete/research/pertt-lab/index.php | The Petroleum Engineering Research, Training, & Testing Laboratory, (PERTT Lab), provides a versatile research environment for performing multiphase flow experiments on field scale tubulars at high pressures. The facility has served the university and industry as a research center capable of various flow rates, single-phase or multi-phase, pressures up to 5,000psi in one of our fully cased research wells, or higher pressures up to 15,000psi through a closed system surface loop. The site has been utilized by industry for well control training, and continues to host two undergraduate PETE lab classes. A wide variety of standard or custom test setups can be created for different tool or technology applications to prove functionality, analyze efficacy, or assess capability limits. The PERTT Lab, located on approximately five acres, has the space and infrastructure to accommodate large setups and has been utilized by petroleum researchers for almost forty years. | Choke manifold with a manually actuated MI Swaco choke valve |  |  | Unknown | Unknown | Unknown
| Engineering | N/A | PERTT Lab | https://www.lsu.edu/eng/pete/research/pertt-lab/index.php | The Petroleum Engineering Research, Training, & Testing Laboratory, (PERTT Lab), provides a versatile research environment for performing multiphase flow experiments on field scale tubulars at high pressures. The facility has served the university and industry as a research center capable of various flow rates, single-phase or multi-phase, pressures up to 5,000psi in one of our fully cased research wells, or higher pressures up to 15,000psi through a closed system surface loop. The site has been utilized by industry for well control training, and continues to host two undergraduate PETE lab classes. A wide variety of standard or custom test setups can be created for different tool or technology applications to prove functionality, analyze efficacy, or assess capability limits. The PERTT Lab, located on approximately five acres, has the space and infrastructure to accommodate large setups and has been utilized by petroleum researchers for almost forty years. | A Coretec choke valve controlled by a Safekick MPD system |  |  | Unknown | Unknown | Unknown
| Engineering | N/A | PERTT Lab | https://www.lsu.edu/eng/pete/research/pertt-lab/index.php | The Petroleum Engineering Research, Training, & Testing Laboratory, (PERTT Lab), provides a versatile research environment for performing multiphase flow experiments on field scale tubulars at high pressures. The facility has served the university and industry as a research center capable of various flow rates, single-phase or multi-phase, pressures up to 5,000psi in one of our fully cased research wells, or higher pressures up to 15,000psi through a closed system surface loop. The site has been utilized by industry for well control training, and continues to host two undergraduate PETE lab classes. A wide variety of standard or custom test setups can be created for different tool or technology applications to prove functionality, analyze efficacy, or assess capability limits. The PERTT Lab, located on approximately five acres, has the space and infrastructure to accommodate large setups and has been utilized by petroleum researchers for almost forty years. | 25scfm nitrogen generator with storage volume of approximately 120bbls and a working pressure rating of 4,000psi |  |  | Unknown | Unknown | Unknown
| Engineering | N/A | PERTT Lab | https://www.lsu.edu/eng/pete/research/pertt-lab/index.php | The Petroleum Engineering Research, Training, & Testing Laboratory, (PERTT Lab), provides a versatile research environment for performing multiphase flow experiments on field scale tubulars at high pressures. The facility has served the university and industry as a research center capable of various flow rates, single-phase or multi-phase, pressures up to 5,000psi in one of our fully cased research wells, or higher pressures up to 15,000psi through a closed system surface loop. The site has been utilized by industry for well control training, and continues to host two undergraduate PETE lab classes. A wide variety of standard or custom test setups can be created for different tool or technology applications to prove functionality, analyze efficacy, or assess capability limits. The PERTT Lab, located on approximately five acres, has the space and infrastructure to accommodate large setups and has been utilized by petroleum researchers for almost forty years. | Pason Rig Display Data Acquisition with Full WITS recording and communication for 3rd party monitoring |  |  | Unknown | Unknown | Unknown
| Engineering | N/A | PERTT Lab | https://www.lsu.edu/eng/pete/research/pertt-lab/index.php | The Petroleum Engineering Research, Training, & Testing Laboratory, (PERTT Lab), provides a versatile research environment for performing multiphase flow experiments on field scale tubulars at high pressures. The facility has served the university and industry as a research center capable of various flow rates, single-phase or multi-phase, pressures up to 5,000psi in one of our fully cased research wells, or higher pressures up to 15,000psi through a closed system surface loop. The site has been utilized by industry for well control training, and continues to host two undergraduate PETE lab classes. A wide variety of standard or custom test setups can be created for different tool or technology applications to prove functionality, analyze efficacy, or assess capability limits. The PERTT Lab, located on approximately five acres, has the space and infrastructure to accommodate large setups and has been utilized by petroleum researchers for almost forty years. | A VPC flow loop for testing and API validation of both 1” and 1.5” gas lift valves |  |  | Unknown | Unknown | Unknown
| Office of Research & Economic Development | N/A | Louisiana Geological Survey | https://www.lsu.edu/lgs/ | The purpose of the Louisiana Geological Survey is to 1) develop, interpret and provide information describing the characteristics and distribution of Louisiana’s energy, mineral, water, and environmental resources, with special efforts being applied to research into the habitat of hydrocarbons and their environmentally safe extraction for commercial purposes; 2) interpret and describe the processes and natural, geologic and environmental hazards that affect the land, rivers, and coast; provide this information, through publications, open file reports, presentations and educational programs, to those interested in or involved with the state’s resources, including decision makers, scientists, government officials, industry, especially to Louisiana’s independent oil and gas producers, thereby enabling more economically efficient oil and gas exploration and production, and the public; 3) take actions leading to the development of resources for the benefit of the economy of the state and to the protection of the state and its people from natural, geological and environmental hazards. The goal of the Louisiana Geological Survey is to benefit the state of Louisiana by 1) encouraging the economic development of the natural resources of the state; 2) protecting the state and its citizens from natural, geological and environmental hazards; 3) insuring the effective transfer of geological and oil and gas information; 4) producing geologic maps, geologic bulletins, water resources bulletins and similar publications as are typical of most other state geologic surveys in the country. | LGS Motorpool | Needs description | Yes | Need Information | Need Information | Need Information
| Office of Research & Economic Development | N/A | Louisiana Geological Survey | https://www.lsu.edu/lgs/ | The purpose of the Louisiana Geological Survey is to 1) develop, interpret and provide information describing the characteristics and distribution of Louisiana’s energy, mineral, water, and environmental resources, with special efforts being applied to research into the habitat of hydrocarbons and their environmentally safe extraction for commercial purposes; 2) interpret and describe the processes and natural, geologic and environmental hazards that affect the land, rivers, and coast; provide this information, through publications, open file reports, presentations and educational programs, to those interested in or involved with the state’s resources, including decision makers, scientists, government officials, industry, especially to Louisiana’s independent oil and gas producers, thereby enabling more economically efficient oil and gas exploration and production, and the public; 3) take actions leading to the development of resources for the benefit of the economy of the state and to the protection of the state and its people from natural, geological and environmental hazards. The goal of the Louisiana Geological Survey is to benefit the state of Louisiana by 1) encouraging the economic development of the natural resources of the state; 2) protecting the state and its citizens from natural, geological and environmental hazards; 3) insuring the effective transfer of geological and oil and gas information; 4) producing geologic maps, geologic bulletins, water resources bulletins and similar publications as are typical of most other state geologic surveys in the country. | LGS Service Lab | Needs description | Yes | Need Information | Need Information | Need Information
| Mass Communication | N/A | Media Effects Lab (MEL) | https://www.lsu.edu/manship/research/centers-labs/mel/index.php | The Media Effects Lab (MEL) is a research and teaching facility dedicated to the exploration of consumers’ psychological responses to various media content and formats. Researchers strive to unravel the underlying thought processes, emotions and resulting attitudes associated with using mediated communication. Faculty and student researchers use advanced experimental and survey methodologies, and the latest research technologiesto investigate theoretical and applied problems, understanding the cognitive and emotional effects of mediated messages and formats on individuals, explore innovations, and uncover trends in mass communication. | Experiments, Biometrics | The MEL includes a computer lab, simulated living room, eye tracking suite, and facial expression analysis suite. Each setting includes unobtrusive participant obervation features. Among the specialized metrics and software are: reaction time (for implicit associations and cognitive processing), eye tracking, facial experession, facial muscle contraction (emotions), heart rate, and skin conductance. | No | Dr. Chun Yang | cyang10@lsu.edu | 225-578-2155
| Science | Museum of Natural Science | Paleontology Laboratories | https://www.lsu.edu/mns/collections/vertebrate-paleontology.php | Vertebrate paelontology collection storage. Lorene Smith is the collections manager for the Fossil Protists and Invertebrates. Lorene Smith is the interim contact for Vertebrate paleontology. | N/A | N/A | No | Lorene Smith | lsmit18@lsu.edu | 82296
| Science | Museum of Natural Science | Museum of Natural Science | https://www.lsu.edu/mns/index.php | The Museum houses research collections of amphibians, birds, fishes, mammals, reptiles, vertebrate fossils, invertebrate fossils, as well as zooarchaeological artifacts and an ethnography collection. The Museum houses one of the world’s largest collection of vertebrate tissue samples, primarily from birds, but also including mammals, reptiles, amphibians, and fishes. | N/A | N/A | No | Chris Austin | ccaustin@lsu.edu | 82841
| Science | Physics & Astronomy | Irradiation facility | https://www.lsu.edu/radiation-safety/index.php | Irradiation facility. | N/A | N/A | No | Wei-Hsung Wang | weihsung@lsu.edu | 82743
Uncheck | Science | Physics & Astronomy | Multiple Radiation Detection Systems | https://www.lsu.edu/radiation-safety/index.php | A HPGe detection system and a liquid scintillation counting system are regularly used for compliance purposes. | N/A | N/A | No | Wei-Hsung Wang | weihsung@lsu.edu | 82743
| Science | Physics & Astronomy | Nuclear Science Building | https://www.lsu.edu/radiation-safety/index.php | In addition to housing the Radiation Safety Office which occupies majority of the Nuclear Science Building, limited teaching and research spaces are available. | N/A | N/A | No | Wei-Hsung Wang | weihsung@lsu.edu | 82743
| Science | Physics & Astronomy | Nuclear Science Building | https://www.lsu.edu/radiation-safety/index.php | Two research laboratories are available but they require major updates. | N/A | N/A | No | Wei-Hsung Wang | weihsung@lsu.edu | 82743
Uncheck | Science | Biological Sciences | Common Equipment | https://www.lsu.edu/science/biosci/about-us/common-equiptment.php | Film processor, steam generator, autoclaves, fermentor, Millipore ultrafiltration system, benchtop centrifuge, ultracentrifuge, incubator, ultracold freezers, incubator, water distillation stills, freeze dry system, liquid scintillation counter | N/A | N/A | No | Elizabeth Hlucky | ehlucky@lsu.edu | 88843
| Science | Chemistry | Shared Laboratory for Macro and Bio-Macromolecular Research (SLMBR) | https://www.lsu.edu/science/chemistry/research/macro/index.php | The LSU Department of Chemistry Polymer Analysis Facility (PAL) occupies 1500 sq ft on the 2nd floor of the Chemistry building. A full-time Ph.D.-level staff employee supports the facility. The Polymer Analysis Laboratory provides advanced equipment for characterization of macromolecules, supramolecular assemblies, colloids, complex fluids, and related materials. PAL includes several state-of-the-art GPC-MALS and AF4 systems for the measurement of absolute mass and size distributions of macromolecules or particles. PAL also has light scattering thermal analysis, zeta potential, and optical microscopy instrumentation. This equipment is for molecular characterization. | THF-GPC-MALS | FLO-M Vacuum degasser, Agilent 1100 Pump, Agilent 1100 autosampler, Wyatt Dawn-EOS LS Detector, Waters 410 DRI Detector | Yes | Rafael Cueto | rcueto@lsu.edu | 82059
| Science | Chemistry | Shared Laboratory for Macro and Bio-Macromolecular Research (SLMBR) | https://www.lsu.edu/science/chemistry/research/macro/index.php | The LSU Department of Chemistry Polymer Analysis Facility (PAL) occupies 1500 sq ft on the 2nd floor of the Chemistry building. A full-time Ph.D.-level staff employee supports the facility. The Polymer Analysis Laboratory provides advanced equipment for characterization of macromolecules, supramolecular assemblies, colloids, complex fluids, and related materials. PAL includes several state-of-the-art GPC-MALS and AF4 systems for the measurement of absolute mass and size distributions of macromolecules or particles. PAL also has light scattering thermal analysis, zeta potential, and optical microscopy instrumentation. This equipment is for molecular characterization. | Aqueous-GPC-MALS | FLO-M Vacuum degasser, Isco Syringe Pumps (500mL), Manual Injector,Wyatt Dawn-DSP LS Detector, Waters 410 DRI Detector | Yes | Rafael Cueto | rcueto@lsu.edu | 82059
| Science | Chemistry | Shared Laboratory for Macro and Bio-Macromolecular Research (SLMBR) | https://www.lsu.edu/science/chemistry/research/macro/index.php | The LSU Department of Chemistry Polymer Analysis Facility (PAL) occupies 1500 sq ft on the 2nd floor of the Chemistry building. A full-time Ph.D.-level staff employee supports the facility. The Polymer Analysis Laboratory provides advanced equipment for characterization of macromolecules, supramolecular assemblies, colloids, complex fluids, and related materials. PAL includes several state-of-the-art GPC-MALS and AF4 systems for the measurement of absolute mass and size distributions of macromolecules or particles. PAL also has light scattering thermal analysis, zeta potential, and optical microscopy instrumentation. This equipment is for molecular characterization. | Toluene-GPC-MALS | FLO-M Vacuum degasser, 2 Isco Syringe Pumps (500mL), Manual Injector, Wyatt Dawn-EOS LS Detector, Hitachi DRI detector | Yes | Rafael Cueto | rcueto@lsu.edu | 82059
| Science | Chemistry | Shared Laboratory for Macro and Bio-Macromolecular Research (SLMBR) | https://www.lsu.edu/science/chemistry/research/macro/index.php | The LSU Department of Chemistry Polymer Analysis Facility (PAL) occupies 1500 sq ft on the 2nd floor of the Chemistry building. A full-time Ph.D.-level staff employee supports the facility. The Polymer Analysis Laboratory provides advanced equipment for characterization of macromolecules, supramolecular assemblies, colloids, complex fluids, and related materials. PAL includes several state-of-the-art GPC-MALS and AF4 systems for the measurement of absolute mass and size distributions of macromolecules or particles. PAL also has light scattering thermal analysis, zeta potential, and optical microscopy instrumentation. This equipment is for molecular characterization. | Mixed GPC (aqueous or Organic) | FLO-M Vacuum degasser, 2 Isco Syringe Pumps (500mL), Manual Injector, Viscotek Viscosity detector | Yes | Rafael Cueto | rcueto@lsu.edu | 82059
| Science | Chemistry | Shared Laboratory for Macro and Bio-Macromolecular Research (SLMBR) | https://www.lsu.edu/science/chemistry/research/macro/index.php | The LSU Department of Chemistry Polymer Analysis Facility (PAL) occupies 1500 sq ft on the 2nd floor of the Chemistry building. A full-time Ph.D.-level staff employee supports the facility. The Polymer Analysis Laboratory provides advanced equipment for characterization of macromolecules, supramolecular assemblies, colloids, complex fluids, and related materials. PAL includes several state-of-the-art GPC-MALS and AF4 systems for the measurement of absolute mass and size distributions of macromolecules or particles. PAL also has light scattering thermal analysis, zeta potential, and optical microscopy instrumentation. This equipment is for molecular characterization. | Viscotek TDA-302 Triple detector |  | Yes | Rafael Cueto | rcueto@lsu.edu | 82059
| Science | Chemistry | Shared Laboratory for Macro and Bio-Macromolecular Research (SLMBR) | https://www.lsu.edu/science/chemistry/research/macro/index.php | The LSU Department of Chemistry Polymer Analysis Facility (PAL) occupies 1500 sq ft on the 2nd floor of the Chemistry building. A full-time Ph.D.-level staff employee supports the facility. The Polymer Analysis Laboratory provides advanced equipment for characterization of macromolecules, supramolecular assemblies, colloids, complex fluids, and related materials. PAL includes several state-of-the-art GPC-MALS and AF4 systems for the measurement of absolute mass and size distributions of macromolecules or particles. PAL also has light scattering thermal analysis, zeta potential, and optical microscopy instrumentation. This equipment is for molecular characterization. | Mixed GPC (aqueous or Organic) | FLO-M Vacuum degasser, Agilent 1100 Pump, Agilent 1100 autosampler, Wyatt Heleos LS detector with DLS Capability and Temp. Control (0 to 60C), Agilent 1200 DRI detector | Yes | Rafael Cueto | rcueto@lsu.edu | 82059
| Science | Chemistry | Shared Laboratory for Macro and Bio-Macromolecular Research (SLMBR) | https://www.lsu.edu/science/chemistry/research/macro/index.php | The LSU Department of Chemistry Polymer Analysis Facility (PAL) occupies 1500 sq ft on the 2nd floor of the Chemistry building. A full-time Ph.D.-level staff employee supports the facility. The Polymer Analysis Laboratory provides advanced equipment for characterization of macromolecules, supramolecular assemblies, colloids, complex fluids, and related materials. PAL includes several state-of-the-art GPC-MALS and AF4 systems for the measurement of absolute mass and size distributions of macromolecules or particles. PAL also has light scattering thermal analysis, zeta potential, and optical microscopy instrumentation. This equipment is for thermal analysis. | TA Discovery DSC250 Modulated Differential Scanning Calorimeter (DSC) with Refrigerated System Cooling (RSC-90) -90C to 550C |  | Yes | Rafael Cueto | rcueto@lsu.edu | 82059
| Science | Chemistry | Shared Laboratory for Macro and Bio-Macromolecular Research (SLMBR) | https://www.lsu.edu/science/chemistry/research/macro/index.php | The LSU Department of Chemistry Polymer Analysis Facility (PAL) occupies 1500 sq ft on the 2nd floor of the Chemistry building. A full-time Ph.D.-level staff employee supports the facility. The Polymer Analysis Laboratory provides advanced equipment for characterization of macromolecules, supramolecular assemblies, colloids, complex fluids, and related materials. PAL includes several state-of-the-art GPC-MALS and AF4 systems for the measurement of absolute mass and size distributions of macromolecules or particles. PAL also has light scattering thermal analysis, zeta potential, and optical microscopy instrumentation. This equipment is for thermal analysis. | TA Q100 Modulated Differential Scanning Calorimeter (DSC) with Refrigerated System Cooling (RSC-40) -40C to 400C, or Liquid Nitrogen Cooling |  | Yes | Rafael Cueto | rcueto@lsu.edu | 82059
| Science | Chemistry | Shared Laboratory for Macro and Bio-Macromolecular Research (SLMBR) | https://www.lsu.edu/science/chemistry/research/macro/index.php | The LSU Department of Chemistry Polymer Analysis Facility (PAL) occupies 1500 sq ft on the 2nd floor of the Chemistry building. A full-time Ph.D.-level staff employee supports the facility. The Polymer Analysis Laboratory provides advanced equipment for characterization of macromolecules, supramolecular assemblies, colloids, complex fluids, and related materials. PAL includes several state-of-the-art GPC-MALS and AF4 systems for the measurement of absolute mass and size distributions of macromolecules or particles. PAL also has light scattering thermal analysis, zeta potential, and optical microscopy instrumentation. This equipment is for thermal analysis. | TA Discovery TGA550 Modulated High Sensitivity Thermogravimetric Analyzer (TGA) |  | Yes | Rafael Cueto | rcueto@lsu.edu | 82059
| Science | Chemistry | Shared Laboratory for Macro and Bio-Macromolecular Research (SLMBR) | https://www.lsu.edu/science/chemistry/research/macro/index.php | The LSU Department of Chemistry Polymer Analysis Facility (PAL) occupies 1500 sq ft on the 2nd floor of the Chemistry building. A full-time Ph.D.-level staff employee supports the facility. The Polymer Analysis Laboratory provides advanced equipment for characterization of macromolecules, supramolecular assemblies, colloids, complex fluids, and related materials. PAL includes several state-of-the-art GPC-MALS and AF4 systems for the measurement of absolute mass and size distributions of macromolecules or particles. PAL also has light scattering thermal analysis, zeta potential, and optical microscopy instrumentation. This equipment is for thermal analysis. | TA Q800 Dynamic Mechanical Analyzer (DMA) | With NPC (Nitrogen Purge Cooling), Compression clamp, Submersion compression clamp, Dual surface film clamp, Single/dual Cantilever Clamp | Yes | Rafael Cueto | rcueto@lsu.edu | 82059
| Science | Chemistry | Shared Laboratory for Macro and Bio-Macromolecular Research (SLMBR) | https://www.lsu.edu/science/chemistry/research/macro/index.php | The LSU Department of Chemistry Polymer Analysis Facility (PAL) occupies 1500 sq ft on the 2nd floor of the Chemistry building. A full-time Ph.D.-level staff employee supports the facility. The Polymer Analysis Laboratory provides advanced equipment for characterization of macromolecules, supramolecular assemblies, colloids, complex fluids, and related materials. PAL includes several state-of-the-art GPC-MALS and AF4 systems for the measurement of absolute mass and size distributions of macromolecules or particles. PAL also has light scattering thermal analysis, zeta potential, and optical microscopy instrumentation. This equipment is for thermal analysis. | TA Ares Advanced Rheometer AR200 with ETC (Environmental Testing Chamber, Tension and Asphalt Geometries |  | Yes | Rafael Cueto | rcueto@lsu.edu | 82059
| Science | Chemistry | Shared Laboratory for Macro and Bio-Macromolecular Research (SLMBR) | https://www.lsu.edu/science/chemistry/research/macro/index.php | The LSU Department of Chemistry Polymer Analysis Facility (PAL) occupies 1500 sq ft on the 2nd floor of the Chemistry building. A full-time Ph.D.-level staff employee supports the facility. The Polymer Analysis Laboratory provides advanced equipment for characterization of macromolecules, supramolecular assemblies, colloids, complex fluids, and related materials. PAL includes several state-of-the-art GPC-MALS and AF4 systems for the measurement of absolute mass and size distributions of macromolecules or particles. PAL also has light scattering thermal analysis, zeta potential, and optical microscopy instrumentation. This equipment is for scattering. | Malvern Zetasizer Nano ZS with Titrator | One angle Backscattering (173), Zeta Potential, Titrator | Yes | Rafael Cueto | rcueto@lsu.edu | 82059
Uncheck | Science | Chemistry | Shared Laboratory for Macro and Bio-Macromolecular Research (SLMBR) | https://www.lsu.edu/science/chemistry/research/macro/index.php | The LSU Department of Chemistry Polymer Analysis Facility (PAL) occupies 1500 sq ft on the 2nd floor of the Chemistry building. A full-time Ph.D.-level staff employee supports the facility. The Polymer Analysis Laboratory provides advanced equipment for characterization of macromolecules, supramolecular assemblies, colloids, complex fluids, and related materials. PAL includes several state-of-the-art GPC-MALS and AF4 systems for the measurement of absolute mass and size distributions of macromolecules or particles. PAL also has light scattering thermal analysis, zeta potential, and optical microscopy instrumentation. This equipment is for scattering. | Multiangle Dynamic/Static Light Scattering System | Crystal Laser CL-2000 Diode Pumped Laser (532nm, 500mW), Melles Griot He-Ne Laser (632.8nm, 15mW), Coherent Innova 90 Ion Laser (488, 514.5, 657 nm, 500mW), Oriel 77341 PMT, EMI 9863 PMT, Pacific Industries AD-126 Amplifier Discriminator and 126 Lab Photometer, ALV Correlator, Neslab RTE 111 Circulating Bath | Yes | Rafael Cueto | rcueto@lsu.edu | 82059
| Science | Chemistry | Shared Laboratory for Macro and Bio-Macromolecular Research (SLMBR) | https://www.lsu.edu/science/chemistry/research/macro/index.php | The LSU Department of Chemistry Polymer Analysis Facility (PAL) occupies 1500 sq ft on the 2nd floor of the Chemistry building. A full-time Ph.D.-level staff employee supports the facility. The Polymer Analysis Laboratory provides advanced equipment for characterization of macromolecules, supramolecular assemblies, colloids, complex fluids, and related materials. PAL includes several state-of-the-art GPC-MALS and AF4 systems for the measurement of absolute mass and size distributions of macromolecules or particles. PAL also has light scattering thermal analysis, zeta potential, and optical microscopy instrumentation. This equipment is for scattering. | Thorn EMI Photon Counting System (Not in Use) |  | Yes | Rafael Cueto | rcueto@lsu.edu | 82059
| Science | Chemistry | Shared Laboratory for Macro and Bio-Macromolecular Research (SLMBR) | https://www.lsu.edu/science/chemistry/research/macro/index.php | The LSU Department of Chemistry Polymer Analysis Facility (PAL) occupies 1500 sq ft on the 2nd floor of the Chemistry building. A full-time Ph.D.-level staff employee supports the facility. The Polymer Analysis Laboratory provides advanced equipment for characterization of macromolecules, supramolecular assemblies, colloids, complex fluids, and related materials. PAL includes several state-of-the-art GPC-MALS and AF4 systems for the measurement of absolute mass and size distributions of macromolecules or particles. PAL also has light scattering thermal analysis, zeta potential, and optical microscopy instrumentation. This equipment is for scattering. | Beckman Coulter LS-200 Laser Diffraction Particle Size Analyzer | Micro Cell Accessory, Dry Powder sampler, Standard Flow sampler | Yes | Rafael Cueto | rcueto@lsu.edu | 82059
| Science | Chemistry | Shared Laboratory for Macro and Bio-Macromolecular Research (SLMBR) | https://www.lsu.edu/science/chemistry/research/macro/index.php | The LSU Department of Chemistry Polymer Analysis Facility (PAL) occupies 1500 sq ft on the 2nd floor of the Chemistry building. A full-time Ph.D.-level staff employee supports the facility. The Polymer Analysis Laboratory provides advanced equipment for characterization of macromolecules, supramolecular assemblies, colloids, complex fluids, and related materials. PAL includes several state-of-the-art GPC-MALS and AF4 systems for the measurement of absolute mass and size distributions of macromolecules or particles. PAL also has light scattering thermal analysis, zeta potential, and optical microscopy instrumentation. This equipment is for microscopy. | Olympus BH Polarized Optical Microscope (POM) | AmScope MD1900 Digital Camera | Yes | Rafael Cueto | rcueto@lsu.edu | 82059
| Science | Chemistry | Shared Laboratory for Macro and Bio-Macromolecular Research (SLMBR) | https://www.lsu.edu/science/chemistry/research/macro/index.php | The LSU Department of Chemistry Polymer Analysis Facility (PAL) occupies 1500 sq ft on the 2nd floor of the Chemistry building. A full-time Ph.D.-level staff employee supports the facility. The Polymer Analysis Laboratory provides advanced equipment for characterization of macromolecules, supramolecular assemblies, colloids, complex fluids, and related materials. PAL includes several state-of-the-art GPC-MALS and AF4 systems for the measurement of absolute mass and size distributions of macromolecules or particles. PAL also has light scattering thermal analysis, zeta potential, and optical microscopy instrumentation. This equipment is for microscopy. | Olympus BX50 Microscope | Mettler FP82 Hot Stage, Mettler FP80 Central Processing unit, Mettler Photodetector | Yes | Rafael Cueto | rcueto@lsu.edu | 82059
| Science | Chemistry | Shared Laboratory for Macro and Bio-Macromolecular Research (SLMBR) | https://www.lsu.edu/science/chemistry/research/macro/index.php | The LSU Department of Chemistry Polymer Analysis Facility (PAL) occupies 1500 sq ft on the 2nd floor of the Chemistry building. A full-time Ph.D.-level staff employee supports the facility. The Polymer Analysis Laboratory provides advanced equipment for characterization of macromolecules, supramolecular assemblies, colloids, complex fluids, and related materials. PAL includes several state-of-the-art GPC-MALS and AF4 systems for the measurement of absolute mass and size distributions of macromolecules or particles. PAL also has light scattering thermal analysis, zeta potential, and optical microscopy instrumentation. These instruments are balances. | Sartorius A 120 S Analytical Balance (4 decimal) |  | Yes | Rafael Cueto | rcueto@lsu.edu | 82059
| Science | Chemistry | Shared Laboratory for Macro and Bio-Macromolecular Research (SLMBR) | https://www.lsu.edu/science/chemistry/research/macro/index.php | The LSU Department of Chemistry Polymer Analysis Facility (PAL) occupies 1500 sq ft on the 2nd floor of the Chemistry building. A full-time Ph.D.-level staff employee supports the facility. The Polymer Analysis Laboratory provides advanced equipment for characterization of macromolecules, supramolecular assemblies, colloids, complex fluids, and related materials. PAL includes several state-of-the-art GPC-MALS and AF4 systems for the measurement of absolute mass and size distributions of macromolecules or particles. PAL also has light scattering thermal analysis, zeta potential, and optical microscopy instrumentation. These instruments are balances. | Cahn C-31 Microbalance (6 decimal) |  | Yes | Rafael Cueto | rcueto@lsu.edu | 82059
| Science | Chemistry | Shared Laboratory for Macro and Bio-Macromolecular Research (SLMBR) | https://www.lsu.edu/science/chemistry/research/macro/index.php | The LSU Department of Chemistry Polymer Analysis Facility (PAL) occupies 1500 sq ft on the 2nd floor of the Chemistry building. A full-time Ph.D.-level staff employee supports the facility. The Polymer Analysis Laboratory provides advanced equipment for characterization of macromolecules, supramolecular assemblies, colloids, complex fluids, and related materials. PAL includes several state-of-the-art GPC-MALS and AF4 systems for the measurement of absolute mass and size distributions of macromolecules or particles. PAL also has light scattering thermal analysis, zeta potential, and optical microscopy instrumentation. | Barnstead Nanopure Water System | With Ultrafilter (0.005µm) | Yes | Rafael Cueto | rcueto@lsu.edu | 82059
| Science | Chemistry | Shared Laboratory for Macro and Bio-Macromolecular Research (SLMBR) | https://www.lsu.edu/science/chemistry/research/macro/index.php | The LSU Department of Chemistry Polymer Analysis Facility (PAL) occupies 1500 sq ft on the 2nd floor of the Chemistry building. A full-time Ph.D.-level staff employee supports the facility. The Polymer Analysis Laboratory provides advanced equipment for characterization of macromolecules, supramolecular assemblies, colloids, complex fluids, and related materials. PAL includes several state-of-the-art GPC-MALS and AF4 systems for the measurement of absolute mass and size distributions of macromolecules or particles. PAL also has light scattering thermal analysis, zeta potential, and optical microscopy instrumentation. | Perkin Elmer LS50B Luminescence Spectrometer | Temperature Control (VWR 1167 Circulating Bath) | Yes | Rafael Cueto | rcueto@lsu.edu | 82059
| Science | Chemistry | Shared Laboratory for Macro and Bio-Macromolecular Research (SLMBR) | https://www.lsu.edu/science/chemistry/research/macro/index.php | The LSU Department of Chemistry Polymer Analysis Facility (PAL) occupies 1500 sq ft on the 2nd floor of the Chemistry building. A full-time Ph.D.-level staff employee supports the facility. The Polymer Analysis Laboratory provides advanced equipment for characterization of macromolecules, supramolecular assemblies, colloids, complex fluids, and related materials. PAL includes several state-of-the-art GPC-MALS and AF4 systems for the measurement of absolute mass and size distributions of macromolecules or particles. PAL also has light scattering thermal analysis, zeta potential, and optical microscopy instrumentation. | Agilent 8453 DAD Spectrophotometer | 7 Multicell Accessory, Temperature Control (VWR 1167 Circulating Bath) | Yes | Rafael Cueto | rcueto@lsu.edu | 82059
| Science | Chemistry | Shared Laboratory for Macro and Bio-Macromolecular Research (SLMBR) | https://www.lsu.edu/science/chemistry/research/macro/index.php | The LSU Department of Chemistry Polymer Analysis Facility (PAL) occupies 1500 sq ft on the 2nd floor of the Chemistry building. A full-time Ph.D.-level staff employee supports the facility. The Polymer Analysis Laboratory provides advanced equipment for characterization of macromolecules, supramolecular assemblies, colloids, complex fluids, and related materials. PAL includes several state-of-the-art GPC-MALS and AF4 systems for the measurement of absolute mass and size distributions of macromolecules or particles. PAL also has light scattering thermal analysis, zeta potential, and optical microscopy instrumentation. | Thermo Orion 420 pH Meter |  | Yes | Rafael Cueto | rcueto@lsu.edu | 82059
| Science | Chemistry | Shared Laboratory for Macro and Bio-Macromolecular Research (SLMBR) | https://www.lsu.edu/science/chemistry/research/macro/index.php | The LSU Department of Chemistry Polymer Analysis Facility (PAL) occupies 1500 sq ft on the 2nd floor of the Chemistry building. A full-time Ph.D.-level staff employee supports the facility. The Polymer Analysis Laboratory provides advanced equipment for characterization of macromolecules, supramolecular assemblies, colloids, complex fluids, and related materials. PAL includes several state-of-the-art GPC-MALS and AF4 systems for the measurement of absolute mass and size distributions of macromolecules or particles. PAL also has light scattering thermal analysis, zeta potential, and optical microscopy instrumentation. | Beckman Microfuge E Micro Centrifuge |  | Yes | Rafael Cueto | rcueto@lsu.edu | 82059
| Science | Chemistry | Shared Laboratory for Macro and Bio-Macromolecular Research (SLMBR) | https://www.lsu.edu/science/chemistry/research/macro/index.php | The LSU Department of Chemistry Polymer Analysis Facility (PAL) occupies 1500 sq ft on the 2nd floor of the Chemistry building. A full-time Ph.D.-level staff employee supports the facility. The Polymer Analysis Laboratory provides advanced equipment for characterization of macromolecules, supramolecular assemblies, colloids, complex fluids, and related materials. PAL includes several state-of-the-art GPC-MALS and AF4 systems for the measurement of absolute mass and size distributions of macromolecules or particles. PAL also has light scattering thermal analysis, zeta potential, and optical microscopy instrumentation. | IEC Clinical centrifuge |  | Yes | Rafael Cueto | rcueto@lsu.edu | 82059
| Science | Chemistry | Shared Laboratory for Macro and Bio-Macromolecular Research (SLMBR) | https://www.lsu.edu/science/chemistry/research/macro/index.php | The LSU Department of Chemistry Polymer Analysis Facility (PAL) occupies 1500 sq ft on the 2nd floor of the Chemistry building. A full-time Ph.D.-level staff employee supports the facility. The Polymer Analysis Laboratory provides advanced equipment for characterization of macromolecules, supramolecular assemblies, colloids, complex fluids, and related materials. PAL includes several state-of-the-art GPC-MALS and AF4 systems for the measurement of absolute mass and size distributions of macromolecules or particles. PAL also has light scattering thermal analysis, zeta potential, and optical microscopy instrumentation. | American Scientific BT-23 Thermostated Shaking Bath |  | Yes | Rafael Cueto | rcueto@lsu.edu | 82059
| Science | Chemistry | Shared Laboratory for Macro and Bio-Macromolecular Research (SLMBR) | https://www.lsu.edu/science/chemistry/research/macro/index.php | The LSU Department of Chemistry Polymer Analysis Facility (PAL) occupies 1500 sq ft on the 2nd floor of the Chemistry building. A full-time Ph.D.-level staff employee supports the facility. The Polymer Analysis Laboratory provides advanced equipment for characterization of macromolecules, supramolecular assemblies, colloids, complex fluids, and related materials. PAL includes several state-of-the-art GPC-MALS and AF4 systems for the measurement of absolute mass and size distributions of macromolecules or particles. PAL also has light scattering thermal analysis, zeta potential, and optical microscopy instrumentation. | Fisher Isotemp Oven (up to ~ 200C) |  | Yes | Rafael Cueto | rcueto@lsu.edu | 82059
| Science | Chemistry | Shared Laboratory for Macro and Bio-Macromolecular Research (SLMBR) | https://www.lsu.edu/science/chemistry/research/macro/index.php | The LSU Department of Chemistry Polymer Analysis Facility (PAL) occupies 1500 sq ft on the 2nd floor of the Chemistry building. A full-time Ph.D.-level staff employee supports the facility. The Polymer Analysis Laboratory provides advanced equipment for characterization of macromolecules, supramolecular assemblies, colloids, complex fluids, and related materials. PAL includes several state-of-the-art GPC-MALS and AF4 systems for the measurement of absolute mass and size distributions of macromolecules or particles. PAL also has light scattering thermal analysis, zeta potential, and optical microscopy instrumentation. | National Appliance Company 5831 Vacuum Oven (up to ~ 200C) | Welch Duo-Seal Vacuum pump, Trap | Yes | Rafael Cueto | rcueto@lsu.edu | 82059
| Science | Chemistry | Shared Laboratory for Macro and Bio-Macromolecular Research (SLMBR) | https://www.lsu.edu/science/chemistry/research/macro/index.php | The LSU Department of Chemistry Polymer Analysis Facility (PAL) occupies 1500 sq ft on the 2nd floor of the Chemistry building. A full-time Ph.D.-level staff employee supports the facility. The Polymer Analysis Laboratory provides advanced equipment for characterization of macromolecules, supramolecular assemblies, colloids, complex fluids, and related materials. PAL includes several state-of-the-art GPC-MALS and AF4 systems for the measurement of absolute mass and size distributions of macromolecules or particles. PAL also has light scattering thermal analysis, zeta potential, and optical microscopy instrumentation. | VWR Vacuum Oven (up to ~ 200C) (Not in Use) |  | Yes | Rafael Cueto | rcueto@lsu.edu | 82059
| Science | Chemistry | Shared Laboratory for Macro and Bio-Macromolecular Research (SLMBR) | https://www.lsu.edu/science/chemistry/research/macro/index.php | The LSU Department of Chemistry Polymer Analysis Facility (PAL) occupies 1500 sq ft on the 2nd floor of the Chemistry building. A full-time Ph.D.-level staff employee supports the facility. The Polymer Analysis Laboratory provides advanced equipment for characterization of macromolecules, supramolecular assemblies, colloids, complex fluids, and related materials. PAL includes several state-of-the-art GPC-MALS and AF4 systems for the measurement of absolute mass and size distributions of macromolecules or particles. PAL also has light scattering thermal analysis, zeta potential, and optical microscopy instrumentation. | Sonic VibraCell VC-750 Sonicator | Several Probes, Sound Proof Cabinet | Yes | Rafael Cueto | rcueto@lsu.edu | 82059
| Science | Chemistry | Shared Laboratory for Macro and Bio-Macromolecular Research (SLMBR) | https://www.lsu.edu/science/chemistry/research/macro/index.php | The LSU Department of Chemistry Polymer Analysis Facility (PAL) occupies 1500 sq ft on the 2nd floor of the Chemistry building. A full-time Ph.D.-level staff employee supports the facility. The Polymer Analysis Laboratory provides advanced equipment for characterization of macromolecules, supramolecular assemblies, colloids, complex fluids, and related materials. PAL includes several state-of-the-art GPC-MALS and AF4 systems for the measurement of absolute mass and size distributions of macromolecules or particles. PAL also has light scattering thermal analysis, zeta potential, and optical microscopy instrumentation. | Branson 2210 Sonicator |  | Yes | Rafael Cueto | rcueto@lsu.edu | 82059
| Science | Chemistry | Shared Laboratory for Macro and Bio-Macromolecular Research (SLMBR) | https://www.lsu.edu/science/chemistry/research/macro/index.php | The LSU Department of Chemistry Polymer Analysis Facility (PAL) occupies 1500 sq ft on the 2nd floor of the Chemistry building. A full-time Ph.D.-level staff employee supports the facility. The Polymer Analysis Laboratory provides advanced equipment for characterization of macromolecules, supramolecular assemblies, colloids, complex fluids, and related materials. PAL includes several state-of-the-art GPC-MALS and AF4 systems for the measurement of absolute mass and size distributions of macromolecules or particles. PAL also has light scattering thermal analysis, zeta potential, and optical microscopy instrumentation. | Solvent Filtering Station | 1L Organic Flask, 1L Aqueous Flask, GAST Diaphragm Pump | Yes | Rafael Cueto | rcueto@lsu.edu | 82059
| Science | Chemistry | Shared Laboratory for Macro and Bio-Macromolecular Research (SLMBR) | https://www.lsu.edu/science/chemistry/research/macro/index.php | The LSU Department of Chemistry Polymer Analysis Facility (PAL) occupies 1500 sq ft on the 2nd floor of the Chemistry building. A full-time Ph.D.-level staff employee supports the facility. The Polymer Analysis Laboratory provides advanced equipment for characterization of macromolecules, supramolecular assemblies, colloids, complex fluids, and related materials. PAL includes several state-of-the-art GPC-MALS and AF4 systems for the measurement of absolute mass and size distributions of macromolecules or particles. PAL also has light scattering thermal analysis, zeta potential, and optical microscopy instrumentation. | Buchi RE-121 Rotovap | Buchi B-480 Water Bath, Neslab RTE-110 Cooling Circulator | Yes | Rafael Cueto | rcueto@lsu.edu | 82059
| Science | Chemistry | Shared Laboratory for Macro and Bio-Macromolecular Research (SLMBR) | https://www.lsu.edu/science/chemistry/research/macro/index.php | The LSU Department of Chemistry Polymer Analysis Facility (PAL) occupies 1500 sq ft on the 2nd floor of the Chemistry building. A full-time Ph.D.-level staff employee supports the facility. The Polymer Analysis Laboratory provides advanced equipment for characterization of macromolecules, supramolecular assemblies, colloids, complex fluids, and related materials. PAL includes several state-of-the-art GPC-MALS and AF4 systems for the measurement of absolute mass and size distributions of macromolecules or particles. PAL also has light scattering thermal analysis, zeta potential, and optical microscopy instrumentation. | NIMA Langmuir Blodgett trough (Not in use) |  | Yes | Rafael Cueto | rcueto@lsu.edu | 82059
| Science | Chemistry | Polymer Analysis Laboratory (PAL) | https://macro.lsu.edu/pal/ | This equipment is associated with the facility but is not part of PAL. | Bruker EMX 10/2.7 Electron Paramagnetic Resonance (EPR) spectrometer | 10” magnet, 2.7 kV power supply, Microwave X band solid state bridge, microwave frequency counter, ER 4119HS high sensitivity Resonator, ER 4105DR double resonator, Aquax aqueous solution cell accessory, Liquid nitrogen Cryostat (Not in use) | Yes | Rafael Cueto | rcueto@lsu.edu | 82059
| Science | Chemistry | Polymer Analysis Laboratory (PAL) | https://macro.lsu.edu/pal/ | This equipment is associated with the facility but is not part of PAL. | OLIS-RSM-1000 RSM Stopped Flow | Temperature Control (VWR 1167 Circulating Bath) | Yes | Rafael Cueto | rcueto@lsu.edu | 82059
| Science | Chemistry | Polymer Analysis Laboratory (PAL) | https://macro.lsu.edu/pal/ | This equipment is associated with the facility but is not part of PAL. | TSI Differential Mobility Analyzer (DMA) | Aerosol Generator, 3076 Constant Output Atomizer, 3074B Filtered Air Supply With HEPA filters, Lindberg/ BlueM Tube Furnace (up to 1100C), 3080 Electrostatic Classifier (2), 308100 Classifier (2), 308500 Classifier, 3776 Ultrafine Condensation Particle Counter | Yes | Rafael Cueto | rcueto@lsu.edu | 82059
| Science | Chemistry | Chemistry Mass Spectrometry Facility | https://msf.lsu.edu/ | The Louisiana State University Mass Spectrometry Facility provides analytical support for the Chemistry Department and other academic departments at LSU, researchers at other universities, and customers from private industry. The facility offers a broad range of services with several high-performance mass spectrometers. Instruments are located in rooms B-24 Choppin Hall and CMB 209 and 230A. | Agilent 6230 ESI TOF | The Agilent ESI TOF 6230 is an exact mass LC equipped mass spectrometer capable of > 10,000 resolution, 2 ppm mass accuracy and sensitivity as low as 1 pg per injection. Analysis can be performed using either of the two available sources: electrospray ionization with Agilent Jet Stream ESI source or Multimode Source (ESI/APcI). Samples can be introduced into the instrument with either direct injection for purified samples or through an LC column for further separation. The instrument provides mass analysis and mass validation in support of organic, inorganic and biological compounds. | Yes | Fabrizio Donnarumma | fabrizio@lsu.edu | 8-8062; 8-7079
Uncheck | Science | Chemistry | Chemistry Mass Spectrometry Facility | https://msf.lsu.edu/ | The Louisiana State University Mass Spectrometry Facility provides analytical support for the Chemistry Department and other academic departments at LSU, researchers at other universities, and customers from private industry. The facility offers a broad range of services with several high-performance mass spectrometers. Instruments are located in rooms B-24 Choppin Hall and CMB 209 and 230A. | Bruker UltrafleXtreme | The Bruker MALDI TOF/TOF mass spectrometer was funded in 2009 through a NIH shared instrument grant. The instrument is a state-of-the-art device capable of 40,000 mass resolution and 1 ppm mass accuracy. It can be loaded with 384 well sample targets suitable for high throughput analysis. The laser can be focused to a spot size of 10 μm The instrument is specifically designed for mass spectrometry imaging thanks to its 1 KHz laser which can be focused at 10 μm spot size. In addition, the instrument has an innovative ultrafast detector, which can acquire spectra at 4 Giga sample per second, allowing acquisition of mass spectrometry images of surfaces at its maximum mass resolution. The instrument is used for both fast and accurate determination of synthetic and biological organic compounds as well as for biological mass spectrometry imaging of tissue samples. | Yes | Fabrizio Donnarumma | fabrizio@lsu.edu | 8-8062; 8-7079
| Science | Chemistry | Chemistry Mass Spectrometry Facility | https://msf.lsu.edu/ | The Louisiana State University Mass Spectrometry Facility provides analytical support for the Chemistry Department and other academic departments at LSU, researchers at other universities, and customers from private industry. The facility offers a broad range of services with several high-performance mass spectrometers. Instruments are located in rooms B-24 Choppin Hall and CMB 209 and 230A. | Bruker Amazon Speed ETD with Thermo Scientific Ultimate 3000 UPLC | This ion trap mass spectrometer is among the fastest on the market. It is equipped with an ESI ion source and a Captive Spray ion source for nanospray analysis at increased sensitivity. The mass spectrometer is coupled to a Dionex Ultimate 3000 LC system. The system is mainly used for fast chromatography MS and tandem MS analysis, with a focus on small molecules quantification and protein MW determination. | Yes | Fabrizio Donnarumma | fabrizio@lsu.edu | 8-8062; 8-7079
| Science | Chemistry | Chemistry Mass Spectrometry Facility | https://msf.lsu.edu/ | The Louisiana State University Mass Spectrometry Facility provides analytical support for the Chemistry Department and other academic departments at LSU, researchers at other universities, and customers from private industry. The facility offers a broad range of services with several high-performance mass spectrometers. Instruments are located in rooms B-24 Choppin Hall and CMB 209 and 230A. | GC-MS | Through a collaboration with the teaching units of the Chemistry department the MSF offers also GC-MS single quad analysis capabilities. Please contact us for more information. | Yes | Fabrizio Donnarumma | fabrizio@lsu.edu | 8-8062; 8-7079
| Science | Chemistry | Chemistry Mass Spectrometry Facility | https://msf.lsu.edu/ | The Louisiana State University Mass Spectrometry Facility provides analytical support for the Chemistry Department and other academic departments at LSU, researchers at other universities, and customers from private industry. The facility offers a broad range of services with several high-performance mass spectrometers. Instruments are located in rooms B-24 Choppin Hall and CMB 209 and 230A. | Software and computation | The LSU MSF is equipped with the MASCOT search engine, which is accessible to trained users. Upon request, it is possible to include modified databases and specific fixed and variable modifications. For qualitative data analysis, the main software is Bruker BioTools 2.3, which is integrated to MASCOT for protein identification. The software also offers de-novo sequencing capabilities. Other tools include the latest version of Skyline (version 3.1), which allows for development of MRM methods on the Amazon Ion trap as well as analysis of the acquired data. In addition, this version includes a new environment for label-free proteomic quantitative analysis. Custom programs (mainly programmed in Java, LabVIEW and c#) are also installed. All software runs on two dedicated HP servers while an IBM server is used for backup storage. All acquired instrument data are backed up daily. | Yes | Fabrizio Donnarumma | fabrizio@lsu.edu | 8-8062; 8-7079
| Science | Chemistry | Nuclear Magnetic Resonance (NMR) Facility | https://www.lsu.edu/science/chemistry/research/nmr/index.php | The NMR Facility houses four high-resolution solution-state spectrometers and one solid-state spectrometer. All solution state instruments are equipped with Z-axis gradients and have auto-shimming capabilities. The 400 MHz solution-state instruments are used primarily for short experiments on a walk-up basis. All spectrometers are controlled by Linux workstations and networked to facilitate the data transfer to an investigator’s personal computer for off-line data processing. The facility also has several workstations for off-line data processing. The data processioning workstations have several NMR-related software including, TopSpin, VnmrJ, MastreNova, nmrPipe, and Sparky. The facility provides MestreNova licenses to NMR users at LSU. The NMR facility mainly serves the Department of Chemistry at LSU but also provides NMR services to research groups in other departments at LSU as well as other academic and non-academic institutions outside LSU, in Louisiana, and beyond. | 500MHz Bruker AVANCE III HD Solution-State Spectrometer (located in CMB309) | The AscendTM superconducting magnet, OneBay AVANCE AVIII HD console, and the 5 mm liquid-nitrogen cooled triple resonance (1H/19F, 13C, 15N) Prodigy TCI 500 MHz cold probe were purchased in 2013 with state funds. In 2016, the department purchased a 5mm TBI-500 MHz HCX probe, with the X-channel tunable between 31P and 107Ag frequencies, as a backup to the Prodigy probe. The spectrometer is equipped with a 16-sample autosampler, variable temperature capabilities, and automatic tuning and shimming capabilities. The 500 MHz is used primarily for long, one-dimensional (1D), two-dimensional (2D), or three-dimensional (3D) NMR experiments on biomolecules or dilute samples. | Yes | Thomas Weldeghiorghis and Fengli Zhang | thomaskw@lsu.edu; fzhang@lsu.edu | 8-5346; 8-2667
| Science | Chemistry | Nuclear Magnetic Resonance (NMR) Facility | https://www.lsu.edu/science/chemistry/research/nmr/index.php | The NMR Facility houses four high-resolution solution-state spectrometers and one solid-state spectrometer. All solution state instruments are equipped with Z-axis gradients and have auto-shimming capabilities. The 400 MHz solution-state instruments are used primarily for short experiments on a walk-up basis. All spectrometers are controlled by Linux workstations and networked to facilitate the data transfer to an investigator’s personal computer for off-line data processing. The facility also has several workstations for off-line data processing. The data processioning workstations have several NMR-related software including, TopSpin, VnmrJ, MastreNova, nmrPipe, and Sparky. The facility provides MestreNova licenses to NMR users at LSU. The NMR facility mainly serves the Department of Chemistry at LSU but also provides NMR services to research groups in other departments at LSU as well as other academic and non-academic institutions outside LSU, in Louisiana, and beyond. | 400MHz Bruker AVANCE III HD OneBay Solution-State Spectrometer (located in CMB309) | This instrument was purchased with state funds in 2013. This system has a low-loss AscendTM superconducting magnet, OneBay AVANCE AVIII HD console, a triple-resonance TBI 400 MHz 5mm 1H/13C/X probe (with X channel tunable between 31P and 107Ag frequencies), and a double-resonance BBO HX(with X channel tunable between 31P and 107Ag frequencies) 10 mm probe. The spectrometer is equipped with a 16-sample autosampler, variable temperature capabilities, and automatic tuning and shimming capabilities (the TBI-probe is tuned manually). This spectrometer is mainly used by synthetic chemists and can be used for observing 1H, 13C, 2H, and any nuclei with resonance frequency between 31P and 107Ag. | Yes | Thomas Weldeghiorghis and Fengli Zhang | thomaskw@lsu.edu; fzhang@lsu.edu | 8-5346; 8-2667
| Science | Chemistry | Nuclear Magnetic Resonance (NMR) Facility | https://www.lsu.edu/science/chemistry/research/nmr/index.php | The NMR Facility houses four high-resolution solution-state spectrometers and one solid-state spectrometer. All solution state instruments are equipped with Z-axis gradients and have auto-shimming capabilities. The 400 MHz solution-state instruments are used primarily for short experiments on a walk-up basis. All spectrometers are controlled by Linux workstations and networked to facilitate the data transfer to an investigator’s personal computer for off-line data processing. The facility also has several workstations for off-line data processing. The data processioning workstations have several NMR-related software including, TopSpin, VnmrJ, MastreNova, nmrPipe, and Sparky. The facility provides MestreNova licenses to NMR users at LSU. The NMR facility mainly serves the Department of Chemistry at LSU but also provides NMR services to research groups in other departments at LSU as well as other academic and non-academic institutions outside LSU, in Louisiana, and beyond. | 400 MHz Bruker AVANCE III HD Nanobay (located in CMB309) | The AscendTM superconducting magnet, AVANCE AVIII HD Nanobay console, and BBO 5mm HX probe (with X channel tunable between 31P and 107Ag frequencies) were purchased in 2013. We also have a 5 mm TBI HX probe (with X channel tunable between 31P and 107Ag frequencies) purchased in 2007, which serves as a backup probe for both 400 MHz spectrometers in CMB. The spectrometer is equipped with a 16-sample autosampler, variable temperature capabilities, and automatic tuning and shimming capabilities. This instrument is mostly used by synthetic chemists for routine 1D and 2D NMR experiments. | Yes | Thomas Weldeghiorghis and Fengli Zhang | thomaskw@lsu.edu; fzhang@lsu.edu | 8-5346; 8-2667
Uncheck | Science | Chemistry | Nuclear Magnetic Resonance (NMR) Facility | https://www.lsu.edu/science/chemistry/research/nmr/index.php | The NMR Facility houses four high-resolution solution-state spectrometers and one solid-state spectrometer. All solution state instruments are equipped with Z-axis gradients and have auto-shimming capabilities. The 400 MHz solution-state instruments are used primarily for short experiments on a walk-up basis. All spectrometers are controlled by Linux workstations and networked to facilitate the data transfer to an investigator’s personal computer for off-line data processing. The facility also has several workstations for off-line data processing. The data processioning workstations have several NMR-related software including, TopSpin, VnmrJ, MastreNova, nmrPipe, and Sparky. The facility provides MestreNova licenses to NMR users at LSU. The NMR facility mainly serves the Department of Chemistry at LSU but also provides NMR services to research groups in other departments at LSU as well as other academic and non-academic institutions outside LSU, in Louisiana, and beyond. | 400MHz Bruker AVANCE-I Solution-State Spectrometer (located in Choppin B20) | The refurbished UltrashieldTM superconducting magnet, OneBay AVANCE I console, and the computer switchable quad-probe ( QNP 5 mm 1H/31P/13C/15N probe) were purchased with state funds as a replacement to an aging ARX 300 MHz system in 2007. This instrument has variable temperature and automatic shimming capabilities. This instrument is equipped with a nitrogen evaporator and is usually used for low temperature experiments (down to -120 oC). | Yes | Thomas Weldeghiorghis and Fengli Zhang | thomaskw@lsu.edu; fzhang@lsu.edu | 8-5346; 8-2667
| Science | Chemistry | Nuclear Magnetic Resonance (NMR) Facility | https://www.lsu.edu/science/chemistry/research/nmr/index.php | The NMR Facility houses four high-resolution solution-state spectrometers and one solid-state spectrometer. All solution state instruments are equipped with Z-axis gradients and have auto-shimming capabilities. The 400 MHz solution-state instruments are used primarily for short experiments on a walk-up basis. All spectrometers are controlled by Linux workstations and networked to facilitate the data transfer to an investigator’s personal computer for off-line data processing. The facility also has several workstations for off-line data processing. The data processioning workstations have several NMR-related software including, TopSpin, VnmrJ, MastreNova, nmrPipe, and Sparky. The facility provides MestreNova licenses to NMR users at LSU. The NMR facility mainly serves the Department of Chemistry at LSU but also provides NMR services to research groups in other departments at LSU as well as other academic and non-academic institutions outside LSU, in Louisiana, and beyond. | 400MHz Bruker AVANCE I solid- State Spectrometer | This instrument is used for solid-state NMR and solution-state diffusion NMR. The 400 MHz wide-bore magnet (unshielded) was donated to LSU by Exxon Mobile and it was installed at LSU in 1992. The Bruker TwoBay AV-1 console, the 5mmm solution-state HF probe, 2.5 mm, and 4 mm HFXY solid-state magic angle spinning (MAS) probes were purchased in 2004. The system is also equipped with a high-gradient 5 mm diffusion probe (Diff60) and its accessories purchased with BoR funding in 2008 and an FTS cooling unit for low-temperature work purchased in 2018. This is a specialized instrument for solid-state and solution-state diffusion studies. | Yes | Thomas Weldeghiorghis and Fengli Zhang | thomaskw@lsu.edu; fzhang@lsu.edu | 8-5346; 8-2667
| Science | Chemistry | X-Ray Facility | https://www.lsu.edu/science/chemistry/research/x-ray.php | The LSU Department of Chemistry X-ray Crystallography Facility occupies 450 sq ft on the 6th floor of Choppin Hall. | A Bruker Kappa Apex-II DUO diffractometer | A Bruker Kappa Apex-II DUO diffractometer equipped with two X-ray sources. These are a Mo sealed-tube source with Triumph focusing monochromator and an ImuS Cu microfocus source which is particularly well suited for the study of small, weakly scattering crystals and for absolute configuration determination of chiral organics. The diffractometer is also equipped with an Oxford Cryostream 700 cryostat capable of maintaining temperatures in the range 90-400K. Most data are collected at about 100K. | Yes | Frank R. Fronczek | ffroncz@lsu.edu | 88270
| Science | Chemistry | X-Ray Facility | https://www.lsu.edu/science/chemistry/research/x-ray.php | The LSU Department of Chemistry X-ray Crystallography Facility occupies 450 sq ft on the 6th floor of Choppin Hall. | A Bruker Kappa Apex-II diffractometer | A Bruker Kappa Apex-II diffractometer equipped with Mo X-ray source and a Triumph focusing monochromator. This instrument is also equipped with an Oxford Cryostream model 700 cryostat. | Yes | Frank R. Fronczek | ffroncz@lsu.edu | 88270
| Science | Chemistry | X-Ray Facility | https://www.lsu.edu/science/chemistry/research/x-ray.php | The LSU Department of Chemistry X-ray Crystallography Facility occupies 450 sq ft on the 6th floor of Choppin Hall. | Several computers | Several computers with complete suites of crystallographic software. Operating systems include Windows 10, Windows XP and Linux. Software is the Bruker Apex3 suite, which includes diffractometer-control routines, SHELXS, SHELXTL structure solution and refinement programs, and graphics interfaces, also the WinGX software suite for structure solution, refinement and visualization. The department also has a site license for the Cambridge Structural Database and associated software for searching and analyzing literature structures. | Yes | Frank R. Fronczek | ffroncz@lsu.edu | 88270
| Science | Chemistry | X-Ray Facility | https://www.lsu.edu/science/chemistry/research/x-ray.php | The LSU Department of Chemistry X-ray Crystallography Facility occupies 450 sq ft on the 6th floor of Choppin Hall. | A Zeiss 2000-C stereo zoom polarizing microscope | A Zeiss 2000-C stereo zoom polarizing microscope for sample manipulation and crystal mounting. It is equipped with a digital camera and a TV display, which allows others to observe what is seen through the microscope and photography of samples. | Yes | Frank R. Fronczek | ffroncz@lsu.edu | 88270
| Science | Geology & Geophysics | Oxy-Anion Stable Isotope Consortium (OASIC) | https://www.lsu.edu/science/geology/research_areas/oasic/index.php | Oxy-Anion Stable Isotope Consortium (OASIC) was established by Prof. Huiming Bao in 2001 at Louisiana State University (U.S.A). OASIC’s research and educational activities are relevant to energy, environment, and human well-being. OASIC is now offering high-quality stable isotope ratio measurement services to the greater research, government, and industrial communities. o OASIC currently has two isotope ratio mass spectrometers (MAT253 and Isoprime 100) and one laser absorption isotopic water analyzer (Los Gatos IWA-35d-EP with auto-injector and water vapor standard source). OASIC has capabilities for the isotopic analyses of hydrogen, carbon, nitrogen, oxygen, and sulfur. | Thermo Scientific MAT253 IRMS with dual-inlet is coupled with Gas Bench and Thermal Conversion Elemental Analyzer (TCEA). | stable isotope ratio mass spectrometer | No | Jon Snow | jesnow@lsu.edu | 82692
| Science | Geology & Geophysics | Oxy-Anion Stable Isotope Consortium (OASIC) | https://www.lsu.edu/science/geology/research_areas/oasic/index.php | Oxy-Anion Stable Isotope Consortium (OASIC) was established by Prof. Huiming Bao in 2001 at Louisiana State University (U.S.A). OASIC’s research and educational activities are relevant to energy, environment, and human well-being. OASIC is now offering high-quality stable isotope ratio measurement services to the greater research, government, and industrial communities. o OASIC currently has two isotope ratio mass spectrometers (MAT253 and Isoprime 100) and one laser absorption isotopic water analyzer (Los Gatos IWA-35d-EP with auto-injector and water vapor standard source). OASIC has capabilities for the isotopic analyses of hydrogen, carbon, nitrogen, oxygen, and sulfur. | Isoprime 100 IRMS is coupled with a Vario Microcube Elemental Analyzer | stable isotope ratio mass spectrometer | No | Jon Snow | jesnow@lsu.edu | 82692
| Science | Geology & Geophysics | Oxy-Anion Stable Isotope Consortium (OASIC) | https://www.lsu.edu/science/geology/research_areas/oasic/index.php | Oxy-Anion Stable Isotope Consortium (OASIC) was established by Prof. Huiming Bao in 2001 at Louisiana State University (U.S.A). OASIC’s research and educational activities are relevant to energy, environment, and human well-being. OASIC is now offering high-quality stable isotope ratio measurement services to the greater research, government, and industrial communities. o OASIC currently has two isotope ratio mass spectrometers (MAT253 and Isoprime 100) and one laser absorption isotopic water analyzer (Los Gatos IWA-35d-EP with auto-injector and water vapor standard source). OASIC has capabilities for the isotopic analyses of hydrogen, carbon, nitrogen, oxygen, and sulfur. | Los Gato Isotopic Water Analyzer (model IWA-45EP) - Off-axis ICOS | isotope analysis | No | Jon Snow | jesnow@lsu.edu | 82692
| Science | Geology & Geophysics | Oxy-Anion Stable Isotope Consortium (OASIC) | https://www.lsu.edu/science/geology/research_areas/oasic/index.php | Oxy-Anion Stable Isotope Consortium (OASIC) was established by Prof. Huiming Bao in 2001 at Louisiana State University (U.S.A). OASIC’s research and educational activities are relevant to energy, environment, and human well-being. OASIC is now offering high-quality stable isotope ratio measurement services to the greater research, government, and industrial communities. o OASIC currently has two isotope ratio mass spectrometers (MAT253 and Isoprime 100) and one laser absorption isotopic water analyzer (Los Gatos IWA-35d-EP with auto-injector and water vapor standard source). OASIC has capabilities for the isotopic analyses of hydrogen, carbon, nitrogen, oxygen, and sulfur. | Compact fluorination line with a CO2 laser system (MIR-10, 25W) | This compact fluorination line is equipped with a CO2 laser system (MIR-10, 25W) that floats above the sample chamber enabling the use of non-flexible tubing for lower blanks. Laser-heating (and fluorination) is controlled at the click of a mouse. This system can be used to extract oxygen from almost all non-carbonate oxygen bearing solids (e.g., silicates, oxides, phosphates, sulfates, etc.) for triple oxygen isotopic analysis. | No | Jon Snow | jesnow@lsu.edu | 82692
| Science | Geology & Geophysics | Oxy-Anion Stable Isotope Consortium (OASIC) | https://www.lsu.edu/science/geology/research_areas/oasic/index.php | Oxy-Anion Stable Isotope Consortium (OASIC) was established by Prof. Huiming Bao in 2001 at Louisiana State University (U.S.A). OASIC’s research and educational activities are relevant to energy, environment, and human well-being. OASIC is now offering high-quality stable isotope ratio measurement services to the greater research, government, and industrial communities. o OASIC currently has two isotope ratio mass spectrometers (MAT253 and Isoprime 100) and one laser absorption isotopic water analyzer (Los Gatos IWA-35d-EP with auto-injector and water vapor standard source). OASIC has capabilities for the isotopic analyses of hydrogen, carbon, nitrogen, oxygen, and sulfur. | Dionex ICS 3000 for anion and cation concentration analysis. | anion and cation concentration analysis | No | Jon Snow | jesnow@lsu.edu | 82692
| Science | Geology & Geophysics | Oxy-Anion Stable Isotope Consortium (OASIC) | https://www.lsu.edu/science/geology/research_areas/oasic/index.php | Oxy-Anion Stable Isotope Consortium (OASIC) was established by Prof. Huiming Bao in 2001 at Louisiana State University (U.S.A). OASIC’s research and educational activities are relevant to energy, environment, and human well-being. OASIC is now offering high-quality stable isotope ratio measurement services to the greater research, government, and industrial communities. o OASIC currently has two isotope ratio mass spectrometers (MAT253 and Isoprime 100) and one laser absorption isotopic water analyzer (Los Gatos IWA-35d-EP with auto-injector and water vapor standard source). OASIC has capabilities for the isotopic analyses of hydrogen, carbon, nitrogen, oxygen, and sulfur. | Vacuum extraction lines | vacuum extraction | No | Jon Snow | jesnow@lsu.edu | 82692
| Science | Geology & Geophysics | Oxy-Anion Stable Isotope Consortium (OASIC) | https://www.lsu.edu/science/geology/research_areas/oasic/index.php | Oxy-Anion Stable Isotope Consortium (OASIC) was established by Prof. Huiming Bao in 2001 at Louisiana State University (U.S.A). OASIC’s research and educational activities are relevant to energy, environment, and human well-being. OASIC is now offering high-quality stable isotope ratio measurement services to the greater research, government, and industrial communities. o OASIC currently has two isotope ratio mass spectrometers (MAT253 and Isoprime 100) and one laser absorption isotopic water analyzer (Los Gatos IWA-35d-EP with auto-injector and water vapor standard source). OASIC has capabilities for the isotopic analyses of hydrogen, carbon, nitrogen, oxygen, and sulfur. | Labconco Freezone 4.5 Freezer Dry System | freeze drying | No | Jon Snow | jesnow@lsu.edu | 82692
| Science | Geology & Geophysics | Oxy-Anion Stable Isotope Consortium (OASIC) | https://www.lsu.edu/science/geology/research_areas/oasic/index.php | Oxy-Anion Stable Isotope Consortium (OASIC) was established by Prof. Huiming Bao in 2001 at Louisiana State University (U.S.A). OASIC’s research and educational activities are relevant to energy, environment, and human well-being. OASIC is now offering high-quality stable isotope ratio measurement services to the greater research, government, and industrial communities. o OASIC currently has two isotope ratio mass spectrometers (MAT253 and Isoprime 100) and one laser absorption isotopic water analyzer (Los Gatos IWA-35d-EP with auto-injector and water vapor standard source). OASIC has capabilities for the isotopic analyses of hydrogen, carbon, nitrogen, oxygen, and sulfur. | Thermogravimetric Analyzer | a method of thermal analysis in which the mass of a sample is measured over time as the temperature changes. This measurement provides information about physical phenomena, such as phase transitions, absorption, adsorption and desorption; as well as chemical phenomena including chemisorptions, thermal decomposition, and solid-gas reactions (e.g., oxidation or reduction). | No | Jon Snow | jesnow@lsu.edu | 82692
| Science | Geology & Geophysics | Oxy-Anion Stable Isotope Consortium (OASIC) | https://www.lsu.edu/science/geology/research_areas/oasic/index.php | Oxy-Anion Stable Isotope Consortium (OASIC) was established by Prof. Huiming Bao in 2001 at Louisiana State University (U.S.A). OASIC’s research and educational activities are relevant to energy, environment, and human well-being. OASIC is now offering high-quality stable isotope ratio measurement services to the greater research, government, and industrial communities. o OASIC currently has two isotope ratio mass spectrometers (MAT253 and Isoprime 100) and one laser absorption isotopic water analyzer (Los Gatos IWA-35d-EP with auto-injector and water vapor standard source). OASIC has capabilities for the isotopic analyses of hydrogen, carbon, nitrogen, oxygen, and sulfur. | Chromium reduction sulfur line for extracting pyrite and acid-volatile sulfur; Soxhlet extraction apparatus for extracting organic sulfur and elemental sulfur. | Needs description | No | Jon Snow | jesnow@lsu.edu | 82692
| Science | Geology & Geophysics | Oxy-Anion Stable Isotope Consortium (OASIC) | https://www.lsu.edu/science/geology/research_areas/oasic/index.php | Oxy-Anion Stable Isotope Consortium (OASIC) was established by Prof. Huiming Bao in 2001 at Louisiana State University (U.S.A). OASIC’s research and educational activities are relevant to energy, environment, and human well-being. OASIC is now offering high-quality stable isotope ratio measurement services to the greater research, government, and industrial communities. o OASIC currently has two isotope ratio mass spectrometers (MAT253 and Isoprime 100) and one laser absorption isotopic water analyzer (Los Gatos IWA-35d-EP with auto-injector and water vapor standard source). OASIC has capabilities for the isotopic analyses of hydrogen, carbon, nitrogen, oxygen, and sulfur. | Other equipment: five fume hoods, five microbalances, two centrifuge machine, Millipore simplicity, three furnaces, one sample shaker, one sample mixer, two water bath, one Heat Ultrasonic Cleaner, etc. | Needs description | No | Andrew Webb | awebb6@lsu.edu | 82692
| Office of Research & Economic Development | N/A | Advanced Microscopy and Analytical Core (AMAC) | https://www.lsu.edu/amac/index.php | The Advanced Microscopy and Analytical Core (AMAC) is a university-wide Unit managed by the LSU Office of Research & Economic Development (ORED) housed in the LSU Chemistry and Materials Building. AMAC hosts state-of-the-art equipment for Light and Fluorescence Microscopy, Electron Beam Microscopy and Microanalysis, X-ray Spectroscopy, and sample preparation. The facility is staffed by an experienced group of dedicated and professional research specialists. AMAC provides material characterization, image acquisition, and elemental analysis for resolving complex problems across many scientific and engineering disciplines including Materials Science and Engineering, Chemistry, Life Sciences, Bioengineering, Agriculture, Food Sciences, Geology, and Environmental Sciences. | Transmission Electron Microscopy (TEM) | Needs description | Yes | Need Information | Need Information | Need Information
| Office of Research & Economic Development | N/A | Advanced Microscopy and Analytical Core (AMAC) | https://www.lsu.edu/amac/index.php | The Advanced Microscopy and Analytical Core (AMAC) is a university-wide Unit managed by the LSU Office of Research & Economic Development (ORED) housed in the LSU Chemistry and Materials Building. AMAC hosts state-of-the-art equipment for Light and Fluorescence Microscopy, Electron Beam Microscopy and Microanalysis, X-ray Spectroscopy, and sample preparation. The facility is staffed by an experienced group of dedicated and professional research specialists. AMAC provides material characterization, image acquisition, and elemental analysis for resolving complex problems across many scientific and engineering disciplines including Materials Science and Engineering, Chemistry, Life Sciences, Bioengineering, Agriculture, Food Sciences, Geology, and Environmental Sciences. | JEOL JEM-2011 200kV TEM/STEM with EDAX EDS | Needs description | Yes | Need Information | Need Information | Need Information
| Office of Research & Economic Development | N/A | Advanced Microscopy and Analytical Core (AMAC) | https://www.lsu.edu/amac/index.php | The Advanced Microscopy and Analytical Core (AMAC) is a university-wide Unit managed by the LSU Office of Research & Economic Development (ORED) housed in the LSU Chemistry and Materials Building. AMAC hosts state-of-the-art equipment for Light and Fluorescence Microscopy, Electron Beam Microscopy and Microanalysis, X-ray Spectroscopy, and sample preparation. The facility is staffed by an experienced group of dedicated and professional research specialists. AMAC provides material characterization, image acquisition, and elemental analysis for resolving complex problems across many scientific and engineering disciplines including Materials Science and Engineering, Chemistry, Life Sciences, Bioengineering, Agriculture, Food Sciences, Geology, and Environmental Sciences. | JEOL JEM-1400 Cryo-Bio 120kV TEM | Needs description | Yes | Need Information | Need Information | Need Information
| Office of Research & Economic Development | N/A | Advanced Microscopy and Analytical Core (AMAC) | https://www.lsu.edu/amac/index.php | The Advanced Microscopy and Analytical Core (AMAC) is a university-wide Unit managed by the LSU Office of Research & Economic Development (ORED) housed in the LSU Chemistry and Materials Building. AMAC hosts state-of-the-art equipment for Light and Fluorescence Microscopy, Electron Beam Microscopy and Microanalysis, X-ray Spectroscopy, and sample preparation. The facility is staffed by an experienced group of dedicated and professional research specialists. AMAC provides material characterization, image acquisition, and elemental analysis for resolving complex problems across many scientific and engineering disciplines including Materials Science and Engineering, Chemistry, Life Sciences, Bioengineering, Agriculture, Food Sciences, Geology, and Environmental Sciences. | Scanning Electron Microscopy (SEM) | Needs description | Yes | Need Information | Need Information | Need Information
| Office of Research & Economic Development | N/A | Advanced Microscopy and Analytical Core (AMAC) | https://www.lsu.edu/amac/index.php | The Advanced Microscopy and Analytical Core (AMAC) is a university-wide Unit managed by the LSU Office of Research & Economic Development (ORED) housed in the LSU Chemistry and Materials Building. AMAC hosts state-of-the-art equipment for Light and Fluorescence Microscopy, Electron Beam Microscopy and Microanalysis, X-ray Spectroscopy, and sample preparation. The facility is staffed by an experienced group of dedicated and professional research specialists. AMAC provides material characterization, image acquisition, and elemental analysis for resolving complex problems across many scientific and engineering disciplines including Materials Science and Engineering, Chemistry, Life Sciences, Bioengineering, Agriculture, Food Sciences, Geology, and Environmental Sciences. | JEOL JSM-6610LV SEM with EDAX EDS system | Needs description | Yes | Need Information | Need Information | Need Information
| Office of Research & Economic Development | N/A | Advanced Microscopy and Analytical Core (AMAC) | https://www.lsu.edu/amac/index.php | The Advanced Microscopy and Analytical Core (AMAC) is a university-wide Unit managed by the LSU Office of Research & Economic Development (ORED) housed in the LSU Chemistry and Materials Building. AMAC hosts state-of-the-art equipment for Light and Fluorescence Microscopy, Electron Beam Microscopy and Microanalysis, X-ray Spectroscopy, and sample preparation. The facility is staffed by an experienced group of dedicated and professional research specialists. AMAC provides material characterization, image acquisition, and elemental analysis for resolving complex problems across many scientific and engineering disciplines including Materials Science and Engineering, Chemistry, Life Sciences, Bioengineering, Agriculture, Food Sciences, Geology, and Environmental Sciences. | Focused Ion Beam System (FIB) | Needs description | Yes | Need Information | Need Information | Need Information
| Office of Research & Economic Development | N/A | Advanced Microscopy and Analytical Core (AMAC) | https://www.lsu.edu/amac/index.php | The Advanced Microscopy and Analytical Core (AMAC) is a university-wide Unit managed by the LSU Office of Research & Economic Development (ORED) housed in the LSU Chemistry and Materials Building. AMAC hosts state-of-the-art equipment for Light and Fluorescence Microscopy, Electron Beam Microscopy and Microanalysis, X-ray Spectroscopy, and sample preparation. The facility is staffed by an experienced group of dedicated and professional research specialists. AMAC provides material characterization, image acquisition, and elemental analysis for resolving complex problems across many scientific and engineering disciplines including Materials Science and Engineering, Chemistry, Life Sciences, Bioengineering, Agriculture, Food Sciences, Geology, and Environmental Sciences. | FEI Quanta 3D with EDAX EBSD and EDS systems | Needs description | Yes | Need Information | Need Information | Need Information
| Office of Research & Economic Development | N/A | Advanced Microscopy and Analytical Core (AMAC) | https://www.lsu.edu/amac/index.php | The Advanced Microscopy and Analytical Core (AMAC) is a university-wide Unit managed by the LSU Office of Research & Economic Development (ORED) housed in the LSU Chemistry and Materials Building. AMAC hosts state-of-the-art equipment for Light and Fluorescence Microscopy, Electron Beam Microscopy and Microanalysis, X-ray Spectroscopy, and sample preparation. The facility is staffed by an experienced group of dedicated and professional research specialists. AMAC provides material characterization, image acquisition, and elemental analysis for resolving complex problems across many scientific and engineering disciplines including Materials Science and Engineering, Chemistry, Life Sciences, Bioengineering, Agriculture, Food Sciences, Geology, and Environmental Sciences. | FEI Helio G4 PFIB/SEM with Oxford EBSD and EDS systems (to be installed) | Needs description | Yes | Need Information | Need Information | Need Information
| Office of Research & Economic Development | N/A | Advanced Microscopy and Analytical Core (AMAC) | https://www.lsu.edu/amac/index.php | The Advanced Microscopy and Analytical Core (AMAC) is a university-wide Unit managed by the LSU Office of Research & Economic Development (ORED) housed in the LSU Chemistry and Materials Building. AMAC hosts state-of-the-art equipment for Light and Fluorescence Microscopy, Electron Beam Microscopy and Microanalysis, X-ray Spectroscopy, and sample preparation. The facility is staffed by an experienced group of dedicated and professional research specialists. AMAC provides material characterization, image acquisition, and elemental analysis for resolving complex problems across many scientific and engineering disciplines including Materials Science and Engineering, Chemistry, Life Sciences, Bioengineering, Agriculture, Food Sciences, Geology, and Environmental Sciences. | Electron Probe Microanalyzer (EPMA) | Needs description | Yes | Need Information | Need Information | Need Information
| Office of Research & Economic Development | N/A | Advanced Microscopy and Analytical Core (AMAC) | https://www.lsu.edu/amac/index.php | The Advanced Microscopy and Analytical Core (AMAC) is a university-wide Unit managed by the LSU Office of Research & Economic Development (ORED) housed in the LSU Chemistry and Materials Building. AMAC hosts state-of-the-art equipment for Light and Fluorescence Microscopy, Electron Beam Microscopy and Microanalysis, X-ray Spectroscopy, and sample preparation. The facility is staffed by an experienced group of dedicated and professional research specialists. AMAC provides material characterization, image acquisition, and elemental analysis for resolving complex problems across many scientific and engineering disciplines including Materials Science and Engineering, Chemistry, Life Sciences, Bioengineering, Agriculture, Food Sciences, Geology, and Environmental Sciences. | JEOL JSX-8230 EPMA with 3 WDS spectrometers and EDS system | Needs description | Yes | Need Information | Need Information | Need Information
| Office of Research & Economic Development | N/A | Advanced Microscopy and Analytical Core (AMAC) | https://www.lsu.edu/amac/index.php | The Advanced Microscopy and Analytical Core (AMAC) is a university-wide Unit managed by the LSU Office of Research & Economic Development (ORED) housed in the LSU Chemistry and Materials Building. AMAC hosts state-of-the-art equipment for Light and Fluorescence Microscopy, Electron Beam Microscopy and Microanalysis, X-ray Spectroscopy, and sample preparation. The facility is staffed by an experienced group of dedicated and professional research specialists. AMAC provides material characterization, image acquisition, and elemental analysis for resolving complex problems across many scientific and engineering disciplines including Materials Science and Engineering, Chemistry, Life Sciences, Bioengineering, Agriculture, Food Sciences, Geology, and Environmental Sciences. | Fluorescent and Brightfield Light Microscopy | Needs description | Yes | Need Information | Need Information | Need Information
| Office of Research & Economic Development | N/A | Advanced Microscopy and Analytical Core (AMAC) | https://www.lsu.edu/amac/index.php | The Advanced Microscopy and Analytical Core (AMAC) is a university-wide Unit managed by the LSU Office of Research & Economic Development (ORED) housed in the LSU Chemistry and Materials Building. AMAC hosts state-of-the-art equipment for Light and Fluorescence Microscopy, Electron Beam Microscopy and Microanalysis, X-ray Spectroscopy, and sample preparation. The facility is staffed by an experienced group of dedicated and professional research specialists. AMAC provides material characterization, image acquisition, and elemental analysis for resolving complex problems across many scientific and engineering disciplines including Materials Science and Engineering, Chemistry, Life Sciences, Bioengineering, Agriculture, Food Sciences, Geology, and Environmental Sciences. | Leica TCS SP8 Confocal Microscope with White Light Laser system | Needs description | Yes | Need Information | Need Information | Need Information
| Office of Research & Economic Development | N/A | Advanced Microscopy and Analytical Core (AMAC) | https://www.lsu.edu/amac/index.php | The Advanced Microscopy and Analytical Core (AMAC) is a university-wide Unit managed by the LSU Office of Research & Economic Development (ORED) housed in the LSU Chemistry and Materials Building. AMAC hosts state-of-the-art equipment for Light and Fluorescence Microscopy, Electron Beam Microscopy and Microanalysis, X-ray Spectroscopy, and sample preparation. The facility is staffed by an experienced group of dedicated and professional research specialists. AMAC provides material characterization, image acquisition, and elemental analysis for resolving complex problems across many scientific and engineering disciplines including Materials Science and Engineering, Chemistry, Life Sciences, Bioengineering, Agriculture, Food Sciences, Geology, and Environmental Sciences. | Leica DM6B Upright Fluorescence Microscope | Needs description | Yes | Need Information | Need Information | Need Information
| Office of Research & Economic Development | N/A | Advanced Microscopy and Analytical Core (AMAC) | https://www.lsu.edu/amac/index.php | The Advanced Microscopy and Analytical Core (AMAC) is a university-wide Unit managed by the LSU Office of Research & Economic Development (ORED) housed in the LSU Chemistry and Materials Building. AMAC hosts state-of-the-art equipment for Light and Fluorescence Microscopy, Electron Beam Microscopy and Microanalysis, X-ray Spectroscopy, and sample preparation. The facility is staffed by an experienced group of dedicated and professional research specialists. AMAC provides material characterization, image acquisition, and elemental analysis for resolving complex problems across many scientific and engineering disciplines including Materials Science and Engineering, Chemistry, Life Sciences, Bioengineering, Agriculture, Food Sciences, Geology, and Environmental Sciences. | Zeiss SteREO Lumar V.12 Inverted Fluorescence Microscope | Needs description | Yes | Need Information | Need Information | Need Information
| Office of Research & Economic Development | N/A | Advanced Microscopy and Analytical Core (AMAC) | https://www.lsu.edu/amac/index.php | The Advanced Microscopy and Analytical Core (AMAC) is a university-wide Unit managed by the LSU Office of Research & Economic Development (ORED) housed in the LSU Chemistry and Materials Building. AMAC hosts state-of-the-art equipment for Light and Fluorescence Microscopy, Electron Beam Microscopy and Microanalysis, X-ray Spectroscopy, and sample preparation. The facility is staffed by an experienced group of dedicated and professional research specialists. AMAC provides material characterization, image acquisition, and elemental analysis for resolving complex problems across many scientific and engineering disciplines including Materials Science and Engineering, Chemistry, Life Sciences, Bioengineering, Agriculture, Food Sciences, Geology, and Environmental Sciences. | Olympus IX81 Inverted Fluorescence Microscope | Needs description | Yes | Need Information | Need Information | Need Information
| Office of Research & Economic Development | N/A | Advanced Microscopy and Analytical Core (AMAC) | https://www.lsu.edu/amac/index.php | The Advanced Microscopy and Analytical Core (AMAC) is a university-wide Unit managed by the LSU Office of Research & Economic Development (ORED) housed in the LSU Chemistry and Materials Building. AMAC hosts state-of-the-art equipment for Light and Fluorescence Microscopy, Electron Beam Microscopy and Microanalysis, X-ray Spectroscopy, and sample preparation. The facility is staffed by an experienced group of dedicated and professional research specialists. AMAC provides material characterization, image acquisition, and elemental analysis for resolving complex problems across many scientific and engineering disciplines including Materials Science and Engineering, Chemistry, Life Sciences, Bioengineering, Agriculture, Food Sciences, Geology, and Environmental Sciences. | Leica Thunder Imager Model Organism | Needs description | Yes | Need Information | Need Information | Need Information
| Office of Research & Economic Development | N/A | Advanced Microscopy and Analytical Core (AMAC) | https://www.lsu.edu/amac/index.php | The Advanced Microscopy and Analytical Core (AMAC) is a university-wide Unit managed by the LSU Office of Research & Economic Development (ORED) housed in the LSU Chemistry and Materials Building. AMAC hosts state-of-the-art equipment for Light and Fluorescence Microscopy, Electron Beam Microscopy and Microanalysis, X-ray Spectroscopy, and sample preparation. The facility is staffed by an experienced group of dedicated and professional research specialists. AMAC provides material characterization, image acquisition, and elemental analysis for resolving complex problems across many scientific and engineering disciplines including Materials Science and Engineering, Chemistry, Life Sciences, Bioengineering, Agriculture, Food Sciences, Geology, and Environmental Sciences. | Zeiss System 7 Light Sheet (to be installed) | Needs description | Yes | Need Information | Need Information | Need Information
| Office of Research & Economic Development | N/A | Advanced Microscopy and Analytical Core (AMAC) | https://www.lsu.edu/amac/index.php | The Advanced Microscopy and Analytical Core (AMAC) is a university-wide Unit managed by the LSU Office of Research & Economic Development (ORED) housed in the LSU Chemistry and Materials Building. AMAC hosts state-of-the-art equipment for Light and Fluorescence Microscopy, Electron Beam Microscopy and Microanalysis, X-ray Spectroscopy, and sample preparation. The facility is staffed by an experienced group of dedicated and professional research specialists. AMAC provides material characterization, image acquisition, and elemental analysis for resolving complex problems across many scientific and engineering disciplines including Materials Science and Engineering, Chemistry, Life Sciences, Bioengineering, Agriculture, Food Sciences, Geology, and Environmental Sciences. | Olymus IXplore SpinSR (to be installed) | Needs description | Yes | Need Information | Need Information | Need Information
| Office of Research & Economic Development | N/A | Advanced Microscopy and Analytical Core (AMAC) | https://www.lsu.edu/amac/index.php | The Advanced Microscopy and Analytical Core (AMAC) is a university-wide Unit managed by the LSU Office of Research & Economic Development (ORED) housed in the LSU Chemistry and Materials Building. AMAC hosts state-of-the-art equipment for Light and Fluorescence Microscopy, Electron Beam Microscopy and Microanalysis, X-ray Spectroscopy, and sample preparation. The facility is staffed by an experienced group of dedicated and professional research specialists. AMAC provides material characterization, image acquisition, and elemental analysis for resolving complex problems across many scientific and engineering disciplines including Materials Science and Engineering, Chemistry, Life Sciences, Bioengineering, Agriculture, Food Sciences, Geology, and Environmental Sciences. | Raman Spectroscopy | Needs description | Yes | Need Information | Need Information | Need Information
| Office of Research & Economic Development | N/A | Advanced Microscopy and Analytical Core (AMAC) | https://www.lsu.edu/amac/index.php | The Advanced Microscopy and Analytical Core (AMAC) is a university-wide Unit managed by the LSU Office of Research & Economic Development (ORED) housed in the LSU Chemistry and Materials Building. AMAC hosts state-of-the-art equipment for Light and Fluorescence Microscopy, Electron Beam Microscopy and Microanalysis, X-ray Spectroscopy, and sample preparation. The facility is staffed by an experienced group of dedicated and professional research specialists. AMAC provides material characterization, image acquisition, and elemental analysis for resolving complex problems across many scientific and engineering disciplines including Materials Science and Engineering, Chemistry, Life Sciences, Bioengineering, Agriculture, Food Sciences, Geology, and Environmental Sciences. | Renishaw Invia Raman Microscope with 3 laser lines (532nm, 633nm, 785nm) and half wave plates for each laser line | Needs description | Yes | Need Information | Need Information | Need Information
| Office of Research & Economic Development | N/A | Advanced Microscopy and Analytical Core (AMAC) | https://www.lsu.edu/amac/index.php | The Advanced Microscopy and Analytical Core (AMAC) is a university-wide Unit managed by the LSU Office of Research & Economic Development (ORED) housed in the LSU Chemistry and Materials Building. AMAC hosts state-of-the-art equipment for Light and Fluorescence Microscopy, Electron Beam Microscopy and Microanalysis, X-ray Spectroscopy, and sample preparation. The facility is staffed by an experienced group of dedicated and professional research specialists. AMAC provides material characterization, image acquisition, and elemental analysis for resolving complex problems across many scientific and engineering disciplines including Materials Science and Engineering, Chemistry, Life Sciences, Bioengineering, Agriculture, Food Sciences, Geology, and Environmental Sciences. | Magnetic Property Measurement system | Needs description | Yes | Need Information | Need Information | Need Information
| Office of Research & Economic Development | N/A | Advanced Microscopy and Analytical Core (AMAC) | https://www.lsu.edu/amac/index.php | The Advanced Microscopy and Analytical Core (AMAC) is a university-wide Unit managed by the LSU Office of Research & Economic Development (ORED) housed in the LSU Chemistry and Materials Building. AMAC hosts state-of-the-art equipment for Light and Fluorescence Microscopy, Electron Beam Microscopy and Microanalysis, X-ray Spectroscopy, and sample preparation. The facility is staffed by an experienced group of dedicated and professional research specialists. AMAC provides material characterization, image acquisition, and elemental analysis for resolving complex problems across many scientific and engineering disciplines including Materials Science and Engineering, Chemistry, Life Sciences, Bioengineering, Agriculture, Food Sciences, Geology, and Environmental Sciences. | Quantum Design MPMS XL SQUID Magnetometer | Needs description | Yes | Need Information | Need Information | Need Information
| Office of Research & Economic Development | N/A | Advanced Microscopy and Analytical Core (AMAC) | https://www.lsu.edu/amac/index.php | The Advanced Microscopy and Analytical Core (AMAC) is a university-wide Unit managed by the LSU Office of Research & Economic Development (ORED) housed in the LSU Chemistry and Materials Building. AMAC hosts state-of-the-art equipment for Light and Fluorescence Microscopy, Electron Beam Microscopy and Microanalysis, X-ray Spectroscopy, and sample preparation. The facility is staffed by an experienced group of dedicated and professional research specialists. AMAC provides material characterization, image acquisition, and elemental analysis for resolving complex problems across many scientific and engineering disciplines including Materials Science and Engineering, Chemistry, Life Sciences, Bioengineering, Agriculture, Food Sciences, Geology, and Environmental Sciences. | X-ray Crystallography (XRD) | Needs description | Yes | Need Information | Need Information | Need Information
| Office of Research & Economic Development | N/A | Advanced Microscopy and Analytical Core (AMAC) | https://www.lsu.edu/amac/index.php | The Advanced Microscopy and Analytical Core (AMAC) is a university-wide Unit managed by the LSU Office of Research & Economic Development (ORED) housed in the LSU Chemistry and Materials Building. AMAC hosts state-of-the-art equipment for Light and Fluorescence Microscopy, Electron Beam Microscopy and Microanalysis, X-ray Spectroscopy, and sample preparation. The facility is staffed by an experienced group of dedicated and professional research specialists. AMAC provides material characterization, image acquisition, and elemental analysis for resolving complex problems across many scientific and engineering disciplines including Materials Science and Engineering, Chemistry, Life Sciences, Bioengineering, Agriculture, Food Sciences, Geology, and Environmental Sciences. | PANalytical Empyrean XRD | Needs description | Yes | Need Information | Need Information | Need Information
| Office of Research & Economic Development | N/A | Advanced Microscopy and Analytical Core (AMAC) | https://www.lsu.edu/amac/index.php | The Advanced Microscopy and Analytical Core (AMAC) is a university-wide Unit managed by the LSU Office of Research & Economic Development (ORED) housed in the LSU Chemistry and Materials Building. AMAC hosts state-of-the-art equipment for Light and Fluorescence Microscopy, Electron Beam Microscopy and Microanalysis, X-ray Spectroscopy, and sample preparation. The facility is staffed by an experienced group of dedicated and professional research specialists. AMAC provides material characterization, image acquisition, and elemental analysis for resolving complex problems across many scientific and engineering disciplines including Materials Science and Engineering, Chemistry, Life Sciences, Bioengineering, Agriculture, Food Sciences, Geology, and Environmental Sciences. | The International Centre for Diffraction Data (ICDD) PDF4+ software | Needs description | Yes | Need Information | Need Information | Need Information
| Office of Research & Economic Development | N/A | Advanced Microscopy and Analytical Core (AMAC) | https://www.lsu.edu/amac/index.php | The Advanced Microscopy and Analytical Core (AMAC) is a university-wide Unit managed by the LSU Office of Research & Economic Development (ORED) housed in the LSU Chemistry and Materials Building. AMAC hosts state-of-the-art equipment for Light and Fluorescence Microscopy, Electron Beam Microscopy and Microanalysis, X-ray Spectroscopy, and sample preparation. The facility is staffed by an experienced group of dedicated and professional research specialists. AMAC provides material characterization, image acquisition, and elemental analysis for resolving complex problems across many scientific and engineering disciplines including Materials Science and Engineering, Chemistry, Life Sciences, Bioengineering, Agriculture, Food Sciences, Geology, and Environmental Sciences. | X-ray Spectroscopy systems | Needs description | Yes | Need Information | Need Information | Need Information
| Office of Research & Economic Development | N/A | Advanced Microscopy and Analytical Core (AMAC) | https://www.lsu.edu/amac/index.php | The Advanced Microscopy and Analytical Core (AMAC) is a university-wide Unit managed by the LSU Office of Research & Economic Development (ORED) housed in the LSU Chemistry and Materials Building. AMAC hosts state-of-the-art equipment for Light and Fluorescence Microscopy, Electron Beam Microscopy and Microanalysis, X-ray Spectroscopy, and sample preparation. The facility is staffed by an experienced group of dedicated and professional research specialists. AMAC provides material characterization, image acquisition, and elemental analysis for resolving complex problems across many scientific and engineering disciplines including Materials Science and Engineering, Chemistry, Life Sciences, Bioengineering, Agriculture, Food Sciences, Geology, and Environmental Sciences. | Scienta Omicron ESCA 2SR X-ray Photoelectron Spectroscopy system | Needs description | Yes | Need Information | Need Information | Need Information
| Office of Research & Economic Development | N/A | Advanced Microscopy and Analytical Core (AMAC) | https://www.lsu.edu/amac/index.php | The Advanced Microscopy and Analytical Core (AMAC) is a university-wide Unit managed by the LSU Office of Research & Economic Development (ORED) housed in the LSU Chemistry and Materials Building. AMAC hosts state-of-the-art equipment for Light and Fluorescence Microscopy, Electron Beam Microscopy and Microanalysis, X-ray Spectroscopy, and sample preparation. The facility is staffed by an experienced group of dedicated and professional research specialists. AMAC provides material characterization, image acquisition, and elemental analysis for resolving complex problems across many scientific and engineering disciplines including Materials Science and Engineering, Chemistry, Life Sciences, Bioengineering, Agriculture, Food Sciences, Geology, and Environmental Sciences. | PANalytical Epsilon 3XLE X-ray Fluorescence Spectroscopy system | Needs description | Yes | Need Information | Need Information | Need Information
| Office of Research & Economic Development | N/A | Advanced Microscopy and Analytical Core (AMAC) | https://www.lsu.edu/amac/index.php | The Advanced Microscopy and Analytical Core (AMAC) is a university-wide Unit managed by the LSU Office of Research & Economic Development (ORED) housed in the LSU Chemistry and Materials Building. AMAC hosts state-of-the-art equipment for Light and Fluorescence Microscopy, Electron Beam Microscopy and Microanalysis, X-ray Spectroscopy, and sample preparation. The facility is staffed by an experienced group of dedicated and professional research specialists. AMAC provides material characterization, image acquisition, and elemental analysis for resolving complex problems across many scientific and engineering disciplines including Materials Science and Engineering, Chemistry, Life Sciences, Bioengineering, Agriculture, Food Sciences, Geology, and Environmental Sciences. | Material Property measurements | Needs description | Yes | Need Information | Need Information | Need Information
| Office of Research & Economic Development | N/A | Advanced Microscopy and Analytical Core (AMAC) | https://www.lsu.edu/amac/index.php | The Advanced Microscopy and Analytical Core (AMAC) is a university-wide Unit managed by the LSU Office of Research & Economic Development (ORED) housed in the LSU Chemistry and Materials Building. AMAC hosts state-of-the-art equipment for Light and Fluorescence Microscopy, Electron Beam Microscopy and Microanalysis, X-ray Spectroscopy, and sample preparation. The facility is staffed by an experienced group of dedicated and professional research specialists. AMAC provides material characterization, image acquisition, and elemental analysis for resolving complex problems across many scientific and engineering disciplines including Materials Science and Engineering, Chemistry, Life Sciences, Bioengineering, Agriculture, Food Sciences, Geology, and Environmental Sciences. | Future-Tech Micro-Hardness Tester | Needs description | Yes | Need Information | Need Information | Need Information
| Office of Research & Economic Development | N/A | Advanced Microscopy and Analytical Core (AMAC) | https://www.lsu.edu/amac/index.php | The Advanced Microscopy and Analytical Core (AMAC) is a university-wide Unit managed by the LSU Office of Research & Economic Development (ORED) housed in the LSU Chemistry and Materials Building. AMAC hosts state-of-the-art equipment for Light and Fluorescence Microscopy, Electron Beam Microscopy and Microanalysis, X-ray Spectroscopy, and sample preparation. The facility is staffed by an experienced group of dedicated and professional research specialists. AMAC provides material characterization, image acquisition, and elemental analysis for resolving complex problems across many scientific and engineering disciplines including Materials Science and Engineering, Chemistry, Life Sciences, Bioengineering, Agriculture, Food Sciences, Geology, and Environmental Sciences. | Micro Star Technologies Nano-Indenter system (for use in the FIB) | Needs description | Yes | Need Information | Need Information | Need Information
| Office of Research & Economic Development | N/A | Advanced Microscopy and Analytical Core (AMAC) | https://www.lsu.edu/amac/index.php | The Advanced Microscopy and Analytical Core (AMAC) is a university-wide Unit managed by the LSU Office of Research & Economic Development (ORED) housed in the LSU Chemistry and Materials Building. AMAC hosts state-of-the-art equipment for Light and Fluorescence Microscopy, Electron Beam Microscopy and Microanalysis, X-ray Spectroscopy, and sample preparation. The facility is staffed by an experienced group of dedicated and professional research specialists. AMAC provides material characterization, image acquisition, and elemental analysis for resolving complex problems across many scientific and engineering disciplines including Materials Science and Engineering, Chemistry, Life Sciences, Bioengineering, Agriculture, Food Sciences, Geology, and Environmental Sciences. | Sample Prep for “hard” or “soft” materials | Needs description | Yes | Need Information | Need Information | Need Information
| Office of Research & Economic Development | N/A | Advanced Microscopy and Analytical Core (AMAC) | https://www.lsu.edu/amac/index.php | The Advanced Microscopy and Analytical Core (AMAC) is a university-wide Unit managed by the LSU Office of Research & Economic Development (ORED) housed in the LSU Chemistry and Materials Building. AMAC hosts state-of-the-art equipment for Light and Fluorescence Microscopy, Electron Beam Microscopy and Microanalysis, X-ray Spectroscopy, and sample preparation. The facility is staffed by an experienced group of dedicated and professional research specialists. AMAC provides material characterization, image acquisition, and elemental analysis for resolving complex problems across many scientific and engineering disciplines including Materials Science and Engineering, Chemistry, Life Sciences, Bioengineering, Agriculture, Food Sciences, Geology, and Environmental Sciences. | Leica EM UC7/FC7 Cryo-Bio Ultra Microtome | Needs description | Yes | Need Information | Need Information | Need Information
| Office of Research & Economic Development | N/A | Advanced Microscopy and Analytical Core (AMAC) | https://www.lsu.edu/amac/index.php | The Advanced Microscopy and Analytical Core (AMAC) is a university-wide Unit managed by the LSU Office of Research & Economic Development (ORED) housed in the LSU Chemistry and Materials Building. AMAC hosts state-of-the-art equipment for Light and Fluorescence Microscopy, Electron Beam Microscopy and Microanalysis, X-ray Spectroscopy, and sample preparation. The facility is staffed by an experienced group of dedicated and professional research specialists. AMAC provides material characterization, image acquisition, and elemental analysis for resolving complex problems across many scientific and engineering disciplines including Materials Science and Engineering, Chemistry, Life Sciences, Bioengineering, Agriculture, Food Sciences, Geology, and Environmental Sciences. | Leica CM1850 Cryostat | Needs description | Yes | Need Information | Need Information | Need Information
| Office of Research & Economic Development | N/A | Advanced Microscopy and Analytical Core (AMAC) | https://www.lsu.edu/amac/index.php | The Advanced Microscopy and Analytical Core (AMAC) is a university-wide Unit managed by the LSU Office of Research & Economic Development (ORED) housed in the LSU Chemistry and Materials Building. AMAC hosts state-of-the-art equipment for Light and Fluorescence Microscopy, Electron Beam Microscopy and Microanalysis, X-ray Spectroscopy, and sample preparation. The facility is staffed by an experienced group of dedicated and professional research specialists. AMAC provides material characterization, image acquisition, and elemental analysis for resolving complex problems across many scientific and engineering disciplines including Materials Science and Engineering, Chemistry, Life Sciences, Bioengineering, Agriculture, Food Sciences, Geology, and Environmental Sciences. | Gatan Cryo Plunge system for TEM | Needs description | Yes | Need Information | Need Information | Need Information
| Office of Research & Economic Development | N/A | Advanced Microscopy and Analytical Core (AMAC) | https://www.lsu.edu/amac/index.php | The Advanced Microscopy and Analytical Core (AMAC) is a university-wide Unit managed by the LSU Office of Research & Economic Development (ORED) housed in the LSU Chemistry and Materials Building. AMAC hosts state-of-the-art equipment for Light and Fluorescence Microscopy, Electron Beam Microscopy and Microanalysis, X-ray Spectroscopy, and sample preparation. The facility is staffed by an experienced group of dedicated and professional research specialists. AMAC provides material characterization, image acquisition, and elemental analysis for resolving complex problems across many scientific and engineering disciplines including Materials Science and Engineering, Chemistry, Life Sciences, Bioengineering, Agriculture, Food Sciences, Geology, and Environmental Sciences. | Denton DCP-1 Critical Point Dryer system | Needs description | Yes | Need Information | Need Information | Need Information
| Office of Research & Economic Development | N/A | Advanced Microscopy and Analytical Core (AMAC) | https://www.lsu.edu/amac/index.php | The Advanced Microscopy and Analytical Core (AMAC) is a university-wide Unit managed by the LSU Office of Research & Economic Development (ORED) housed in the LSU Chemistry and Materials Building. AMAC hosts state-of-the-art equipment for Light and Fluorescence Microscopy, Electron Beam Microscopy and Microanalysis, X-ray Spectroscopy, and sample preparation. The facility is staffed by an experienced group of dedicated and professional research specialists. AMAC provides material characterization, image acquisition, and elemental analysis for resolving complex problems across many scientific and engineering disciplines including Materials Science and Engineering, Chemistry, Life Sciences, Bioengineering, Agriculture, Food Sciences, Geology, and Environmental Sciences. | Gatan PIPS II Ar polishing system | Needs description | Yes | Need Information | Need Information | Need Information
| Office of Research & Economic Development | N/A | Advanced Microscopy and Analytical Core (AMAC) | https://www.lsu.edu/amac/index.php | The Advanced Microscopy and Analytical Core (AMAC) is a university-wide Unit managed by the LSU Office of Research & Economic Development (ORED) housed in the LSU Chemistry and Materials Building. AMAC hosts state-of-the-art equipment for Light and Fluorescence Microscopy, Electron Beam Microscopy and Microanalysis, X-ray Spectroscopy, and sample preparation. The facility is staffed by an experienced group of dedicated and professional research specialists. AMAC provides material characterization, image acquisition, and elemental analysis for resolving complex problems across many scientific and engineering disciplines including Materials Science and Engineering, Chemistry, Life Sciences, Bioengineering, Agriculture, Food Sciences, Geology, and Environmental Sciences. | South Bay Technology Model 900 hand grinder/polishing system | Needs description | Yes | Need Information | Need Information | Need Information
| Office of Research & Economic Development | N/A | Advanced Microscopy and Analytical Core (AMAC) | https://www.lsu.edu/amac/index.php | The Advanced Microscopy and Analytical Core (AMAC) is a university-wide Unit managed by the LSU Office of Research & Economic Development (ORED) housed in the LSU Chemistry and Materials Building. AMAC hosts state-of-the-art equipment for Light and Fluorescence Microscopy, Electron Beam Microscopy and Microanalysis, X-ray Spectroscopy, and sample preparation. The facility is staffed by an experienced group of dedicated and professional research specialists. AMAC provides material characterization, image acquisition, and elemental analysis for resolving complex problems across many scientific and engineering disciplines including Materials Science and Engineering, Chemistry, Life Sciences, Bioengineering, Agriculture, Food Sciences, Geology, and Environmental Sciences. | Leica EM ACE 600 Carbon and Pt coating system with Glow Discharge | Needs description | Yes | Need Information | Need Information | Need Information
| Office of Research & Economic Development | N/A | Advanced Microscopy and Analytical Core (AMAC) | https://www.lsu.edu/amac/index.php | The Advanced Microscopy and Analytical Core (AMAC) is a university-wide Unit managed by the LSU Office of Research & Economic Development (ORED) housed in the LSU Chemistry and Materials Building. AMAC hosts state-of-the-art equipment for Light and Fluorescence Microscopy, Electron Beam Microscopy and Microanalysis, X-ray Spectroscopy, and sample preparation. The facility is staffed by an experienced group of dedicated and professional research specialists. AMAC provides material characterization, image acquisition, and elemental analysis for resolving complex problems across many scientific and engineering disciplines including Materials Science and Engineering, Chemistry, Life Sciences, Bioengineering, Agriculture, Food Sciences, Geology, and Environmental Sciences. | Electron Microscopy Sciences Pt sputter coating system | Needs description | Yes | Need Information | Need Information | Need Information
| Office of Research & Economic Development | N/A | Advanced Microscopy and Analytical Core (AMAC) | https://www.lsu.edu/amac/index.php | The Advanced Microscopy and Analytical Core (AMAC) is a university-wide Unit managed by the LSU Office of Research & Economic Development (ORED) housed in the LSU Chemistry and Materials Building. AMAC hosts state-of-the-art equipment for Light and Fluorescence Microscopy, Electron Beam Microscopy and Microanalysis, X-ray Spectroscopy, and sample preparation. The facility is staffed by an experienced group of dedicated and professional research specialists. AMAC provides material characterization, image acquisition, and elemental analysis for resolving complex problems across many scientific and engineering disciplines including Materials Science and Engineering, Chemistry, Life Sciences, Bioengineering, Agriculture, Food Sciences, Geology, and Environmental Sciences. | Gatan 695 PIPS system | Needs description | Yes | Need Information | Need Information | Need Information
| Office of Research & Economic Development | N/A | Advanced Microscopy and Analytical Core (AMAC) | https://www.lsu.edu/amac/index.php | The Advanced Microscopy and Analytical Core (AMAC) is a university-wide Unit managed by the LSU Office of Research & Economic Development (ORED) housed in the LSU Chemistry and Materials Building. AMAC hosts state-of-the-art equipment for Light and Fluorescence Microscopy, Electron Beam Microscopy and Microanalysis, X-ray Spectroscopy, and sample preparation. The facility is staffed by an experienced group of dedicated and professional research specialists. AMAC provides material characterization, image acquisition, and elemental analysis for resolving complex problems across many scientific and engineering disciplines including Materials Science and Engineering, Chemistry, Life Sciences, Bioengineering, Agriculture, Food Sciences, Geology, and Environmental Sciences. | Gatan 656 Dimple Grinder | Needs description | Yes | Need Information | Need Information | Need Information
| Office of Research & Economic Development | N/A | Advanced Microscopy and Analytical Core (AMAC) | https://www.lsu.edu/amac/index.php | The Advanced Microscopy and Analytical Core (AMAC) is a university-wide Unit managed by the LSU Office of Research & Economic Development (ORED) housed in the LSU Chemistry and Materials Building. AMAC hosts state-of-the-art equipment for Light and Fluorescence Microscopy, Electron Beam Microscopy and Microanalysis, X-ray Spectroscopy, and sample preparation. The facility is staffed by an experienced group of dedicated and professional research specialists. AMAC provides material characterization, image acquisition, and elemental analysis for resolving complex problems across many scientific and engineering disciplines including Materials Science and Engineering, Chemistry, Life Sciences, Bioengineering, Agriculture, Food Sciences, Geology, and Environmental Sciences. | Classie LeNeo Fluxer | Needs description | Yes | Need Information | Need Information | Need Information
| Science | Geology & Geophysics | EPMA Lab | https://lsu.edu/amac/instruments/electron-microscopy/transmission-electron-microscopy.php | Located in the Howe-Russell-Kniffen buildings, the JEOL JXA-8230 electron probe is part of AMAC and is managed by G&G technician, Mathew Loocke. | JEOL JXA-8230 | The Electron Microprobe Laboratory is equipped with the fully-automated JEOL JXA-8230 high resolution, highly stable SEM and a WDS/EDS combined Electron Probe Microanalyzer (EPMA). The microprobe has a total of 3 wavelength-dispersive spectrometers (each spectrometer holds 2 of the following crystals: TAPJ, PETJ, PETHS, LDE2 LIF, LIFHS) The primary function of the microprobe is to provide major- and minor-element analyses of solid samples at the 1-5 micron scale and it can acquire digital secondary-electron and backscattered-electron images as well as elemental x-ray maps making it possible to analyze solid materials in situ and to resolve complex chemical variation (e.g. zoning) within single phases. | No | Matthew Loocke | mloock1@lsu.edu | 85676
| Veterinary Medicine | N/A | Biomed: Division of Biotechnology & Molecular Medicine | https://www.lsu.edu/vetmed/biommed/index.php | Welcome to the Division of Biotechnology and Molecular Medicine (BioMMED) at the Louisiana State University School of Veterinary Medicine in Baton Rouge, LA. We are engaged in innovative research to determine the molecular basis of various diseases, as well as to develop novel therapeutics for the treatment of cancer and infectious diseases. BioMMED is a multidisciplinary research, support and development unit that provides centralized access to state-of-the-art equipment and advanced training in molecular and cell biology. In addition, BioMMED oversees two NIH:NCRR funded research cores: The COBRE-funded Molecular ImmunoPathology Core and INBRE-funded The Molecular and Cell Biology Core. The functions of these core laboratories are integrated within BioMMED and the Louisiana State University School of Veterinary Medicine facilities and consist of state-of-the-art equipment and support services that are jointly staffed by BioMMED and TNPRC faculty and personnel. BioMMED is comprised of 4 service oriented centralized core laboratories. | Gene Probes and Expression Systems Laboratory (GeneLab) | GeneLab is located on the third floor of the LSU SVM and occupies three laboratories with a total square footage of over 1,500 square feet. Additional Office space and computers are available for all GeneLab personnel: Since the inception in 1990 as the first molecular biology support facility at the LSU SVM, GeneLab has assisted more than 300 biomedical, biological and agricultural researchers in Louisiana with their molecular biological experiments. GeneLab was placed under the administrative over site of BIOMMED in 2000 and became a central Core of COBRE-funded Center for Experimental Infectious Disease Research (CEIDR) administered by BIOMMED. GeneLab currently provides conventional and NGS nucleic acid sequencing, recombinant DNA services (gene cloning, mutagenesis, library construction), viral vector construction, quantitative PCR (qPCR) analysis, and reagents and supplies needed for biotechnology experiments. GeneLab has also administered freezer programs for Invitrogen, Inc. and Applied Biosystems, Inc., (now divisions of Thermo Fisher Inc) providing reduced costs (20-30% less than list prices) and immediate availability of research reagents manufactured by these companies. In addition, research protocols and consultation for specific research projects are provided free of charge. The three qPCR machines located in GeneLab are utilized practically seven days per week. GeneLab has recently implemented the internet-based software system (iLab) for scheduling equipment use, and ordering reagents and services. GeneLab’s services are easily accessed by clicking the on the GeneLab website http://www.cobre.ceidr.lsu.edu/genelab.html. This provides researchers access to a multitude of information about GeneLab services including scheduling training, reserving equipment and services. GeneLab has 2 automated sequencers (ABI3130, Beckman Coulter CEQ 8000), three real-time PCR instruments (two A BI 7900 Sequence Detection Systems and one ABI 7500fast Sequence Detection System), Ion Torrent Personal Genome Machine (PGM), two Ion Proton Sequencer, QuantStudio 12K Flex with OpenArray® for effortless scaling from 1 to 12,000 data points in a single run, supported by the OpenArray Accufill robotic arm, The Ion Chef for automated NGS sample processing, Epmotion 5075TMX/VAC automated multichannel sample equipment. Nano-Drop ND1000, SpectraMax M2 microplate reader, microarray OmniGrid spotter (Gene Machines), microarray reader (Alpha Reader 7000, Alpha Innotech), Imager station (Alpha Innotech Fluorochem HD2), BioRad BioPlex, Agilent Bioanalyzer, Fragment Analyzer (Advanced Analytical), 5 PCR thermalcyclers, KingFisher Flex with 96 pin deep well head and other conventional molecular biology equipment. Recently we added the RNAscope to the core facility. The ACD HybEZ™ Hybridization System. RNAscope® Technology is a novel in situ hybridization (ISH) assay for detection of target RNA within intact cells. The assay represents a major advance in RNA ISH approaches with its proprietary probe design to amplify target-specific signals but not background noise from non-specific hybridization (in situ PCR). The HybEZ™ Oven is a simple, easy-to-use, low-profile benchtop hybridization oven that provides superior conditions for RNA ISH. GeneLab NGS and bioinformatics dervices: Of particular interest to all MSCSL investigators are the current GeneLab efforts to develop a robust NGS and bioinformatics support unit. These GeneLab functions were initially launched in a developmental phase in January, 2013 with the purchase and deployment of the Ion Torrent PGM, which immediately followed the first workshop on NGS and bioinformatics at LSU-SVM. The workshop included a full-day seminar on the capabilities of the NGS equipment, bioinformatics seminars as well as science-based NGS and bioinformatics approaches to currently funded projects. GeneLab has already produced grant-application quality NGS and data analysis during its developmental phase. GeneLab’s NGS and bioinformatics support services became official on July 1, 2013 with the installation and training of personnel for the operation of the Ion Proton and Quant Studio Flex equipment to assist researchers at all stages of research, from experimental design to data generation and analysis. In the summer of 2019, we transitioned to the Illumina platform with the acquisition of the Illumina MiSeq and NextSeq instruments. We have also acquired single cell sequencing capabilities with the purchase of the 10X Genomics Chromium controller. The close alignment of GeneLab’s NGS capabilities and bioinformatics provides an integrated approach to experimental design and quick analysis of the project data, while creating a unique forum for cross-training biologists and computer scientists in NGS methodologies and bioinformatics. NGS equipment. GeneLab is solely focused on infectious disease pathogens (mainly bacterial and viruses) and their interactions with their host cells in vitro and in vivo. A variety of NGS equipment is currently marketed by Illumina, Pacific Bio, Life Technologies and other companies. These companies provide equipment that have distinct advantages and disadvantages depending on the type of NGS applications. After careful consideration of the relative expense involved in purchasing and operating these equipment, GeneLab decided to invest in Life Technologies equipment, which is typically substantially less to purchase and operate than other NGS equipment. Moreover, GeneLab has a number of other Life Technologies equipment (capillary sequencers and qPCR equipment) and reagent “freezer” programs providing reagents at discounted costs and allowing similar reagents and protocols to be used across different applications. Specifically, GeneLab is equipped with a suite of Life Technologies NGS equipment including Ion Torrent PGM, Ion Proton, Illumina MiSeq, Illumina NextSeq, 10x Genomics Chromium controller for Single Cell Sequencing and Quant Studio Flex (digital PCR validation). In addition, GeneLab has a variety of equipment to support NGS including qPCR machines (ABI 7500 and 7900 and QuantStudio Flex systems); an EppImmune robotic arm for high throughput set-up and sampling; various computers and other equipment enabling quality control of nucleic acid samples; and preparing nucleic acid extractions from many samples at once. Bioinformatics. GeneLab bioinformatics functions and services are provided in a strategic alliance with the LSU Center for Computation and Technology (CCT), LSU-Tulane COBRE - CEIDR and the Louisiana Biomedical Research Network (LBRN) supported by an IDeA INBRE grant. This cross-utilization of manpower and funding sources provides significant capabilities, while ensuring the availability of expertise for future expansion of bioinformatics support services. GeneLab exclusively focuses on infectious disease research, while CCT and LBRN have a much broader scope in providing computational and biocomputational tools to all Louisiana -based researchers. GeneLab’s infrastructure is composed of hardware and software tools and pipelines (see Table 1, Figure 1). Specifically, both the Ion PGM and Ion Proton have a web- based Ion Torrent server providing access to data and integrated data analysis pipelines. GeneLab - Bioinformatics Unit operates three high-end work stations. The two visualization servers supports windows as well as linux environments, providing memory intensive visualization tasks and tools working on both OS environments. A computational servers is equipped with large memory (128 GB) and large number of cores (32), is networked to the Ion PGM and Ion Proton platforms for dealing with analyses requiring large memory footprint and multi-core performance applications. These three high-end servers are backed with network-connected expandable NAS storage system, resulting in total storage space of 200 Terabytes at this time, which are directly connected to the servers and software tools integrated to the sequencing platforms. An important aspect of our hardware and software infrastructure is that these computer storage systems are supported by the campus-wide high-performance computing (HPC) facilities managed by LSU-CCT. This also includes large HPC clusters operated by Louisiana Optical Network Initiative (http://www.loni.org). Computing infrastructure provided by CCT consists of a number of computing clusters and independent computing, application and database servers all connected to a high-speed campus network. Battery backup, fault monitoring, data snapshots, site-distinct mirroring and off-site backups, are part of our comprehensive backup/recovery strategy and are all in place. Available software. GeneLab offers various open source NGS data analytics tools, proprietary tools from Life technologies and commercial bioinformatics software packages (see Table 1). The latter two types of software provide for a rapid data analysis task, whereas open source tools, including many widely utilized in the NGS community, are advanced to customized data analyses and downstream analyses. While many independent provide analysis in a straightforward manner, advanced analysis using pipelines are also available. For example, researchers are already utilizing our recently developed pipelines for RNASeq and ChIPSeq. Conveniently, the software tools and computer systems constituting GeneLab bioinformatics infrastructure are fully integrated in terms of data management, pipeline tasks, and utilization of large scale distributed computing resources such as LSU HPC systems and emerging clouds. The seamless integration of distributed resources is possible through in-house software framework, known as DARE (Distributed Application Runtime Environment), thus mitigating the non-trivial efforts of distributed computer systems. Table 1: Available Software for NGS Data Analysis TYPE TASK NAME NOTE Ion Torrent tool Alignment, De novo assembly, variant calling, RNA-Seq, ChIP-Seq, … Ion Torrent Suite, Plug-in, Ion Reporter Currently provided by Life technologies with no fee Open source tool Alignment BWA, Bowtie, Bowtie2, Bfast, Mosaic, RUM, STAR New versions and tools are frequently updated Open source tool De novo assembly ABySS, MIRA3, Velvet New versions and tools are frequently updated Open source tool RNA-Seq Cufflinks, TopHat, TopHat2, DESeq, EdgeR, BayesSeq New versions and tools are frequently updated Open source tool ChIP-Seq MACS New versions and tools are frequently updated Open source tool Variant calling and miscellaneous (Quality control, error correction, workbench) SAMTools, GATK, Coral, fastX-toolkit, fastQC, R/Bioconductor, Galaxy New versions and tools are frequently updated Commercial software packages Alignment, De novo assembly, variant calling, RNA-Seq, ChIP-Seq, … Partek Genomic Suite with Pathway, Partek Flow, DNAStar, More options will be available based on user requests Data storage, protection and format. All NGS data and downstream processing files will be moved to the GeneLab Network Attached Storage (NAS) 200 terra bytes, and the raw data will be backed up using a two-site replicated storage model. The data will be validated to verify integrity during transfer and then run through our analysis pipeline. The resulting data will be organized in a structured way and meta will be stored in our DARE- based gateway. Access to the data will be protected through use of user authentication and a double-layer data management scheme. The data will be initially checked for sequence quality using metric tools like FastQC (http://www.bioinformatics.babraham.ac.uk/projects/fastqc/) or fastX-toolkit to ensure that it meets criteria for quality score, read length, GC ratios and sequencing biases and contamination of foreign sequences. The data will then be processed with analytical tools specific for the type of data. GeneLab will coordinate with investigators to produce results in a format which is consistent with established scientific standards such as the Variant Call Format (VCF) for sequence variations, and the Sequence Alignment and Mapping (SAM) format and its binary equivalent (BAM). | Yes GeneLAB | Thaya Stoufflet | thaya@lsu.edu | 89708
| Veterinary Medicine | N/A | Biomed: Division of Biotechnology & Molecular Medicine | https://www.lsu.edu/vetmed/biommed/index.php | Welcome to the Division of Biotechnology and Molecular Medicine (BioMMED) at the Louisiana State University School of Veterinary Medicine in Baton Rouge, LA. We are engaged in innovative research to determine the molecular basis of various diseases, as well as to develop novel therapeutics for the treatment of cancer and infectious diseases. BioMMED is a multidisciplinary research, support and development unit that provides centralized access to state-of-the-art equipment and advanced training in molecular and cell biology. In addition, BioMMED oversees two NIH:NCRR funded research cores: The COBRE-funded Molecular ImmunoPathology Core and INBRE-funded The Molecular and Cell Biology Core. The functions of these core laboratories are integrated within BioMMED and the Louisiana State University School of Veterinary Medicine facilities and consist of state-of-the-art equipment and support services that are jointly staffed by BioMMED and TNPRC faculty and personnel. BioMMED is comprised of 4 service oriented centralized core laboratories. | Whole Animal In vivo Imaging Laboratory (WAIL) | This is part of the Molecular Immuonopatholgy Core administered by BIOMMED. The available services, equipment and resources: Pathology Equipment (LSU-SVM): The histology laboratory is equipped with three auto-tissue processors (Tissue-Tek VIP), two tissue embedding centers (Tissue-Tek TEC), two Leica autostainers (XL/ST5010 and ST5020), three automated rotary microtomes (Leica RM2255), a microwave (Kenmore), a Leica IPS slide-printer, and a double-head light microscope (Nikon Eclipse E400). The immunohistochemistry laboratory is equipped with two Dako autostainers (Universal Staining System and Link48 with a Dako PTLink), a microwave (Peica 3450) for antigen retrieval, and a Decloaking chamber (Biocare medical). These laboratories process more than 30,000 H&E and 4,000 special stain slides and 2,000 immunohistochemical stains per year for both research and diagnostic service (approximately 1/10 of the overall volume is derived from research). The Leica Autostainer is capable of staining up to 200 slides per hours with a reagent capacity of 18 reagents. It can perform several different staining protocols simultaneously. Thus a special staining, for example, can be performed parallel to a routine H&E staining. The Dako Autostainer is capable of immunohistochemical staining up to 48 slides per run with 64 reagents. This system is controlled by Windows based software with intuitive graphic operator. With the new software the staining time for 48 slides on the Autostainer Link is approximately one half hour.A NanoZoomer Digital Pathology System (Hamamatsu) enables the digital scanning of stained slides including H&E, special stains, enzyme and fluorescent immunohistochemistry and in situ hybridization slides. The slides are archived on a server or personal computers/external drives and can be retrieved and analyzed at later times by both pathologists and individual researchers. One 14-head light microscope (Olympus BX51) with Sony DXC- 390 3CCD color video camera and three double-head light microscopes (two Olympus Bx43 and one Nikon Eclipse E400) are also available. Light microscopes (Olympus BX) with digital cameras (Olympus DP) are housed in individual offices of the pathologists and in residents’ rooms. Flow Cytometry and Immunophenotyping services (LSU-FACS). The LSU Flow Cytometry Facility (LSU- SVM) is located in a 263 ft2 laboratory on the third floor of the School of Veterinary Medicine building. The Flow Cytometry Facility features a BD Biosciences FACScan, FACSCalibur and FACSAria flow cytometers. The mission of LSU-FACS is to supply state-of-the-art techniques and procedures for phenotypic as well as functional analysis of animal and human cells. LSU-FACS administers, standardizes, and performs daily analytical procedures to support ongoing research projects associated with the COBRE-CEIDR grant. Furthermore, LSU- FACS spends considerable time in adopting and developing novel assays needed by individual investigators including Junior Investigators (JIs) supported by the COBRE-CEIDR. Immunophenotyping, cell cycle analysis, apoptosis studies, and measurements of signal transduction are examples of applications which are performed routinely in this laboratory. LSU-FACS provides analytical capabilities for investigators throughout the Louisiana State University System, including the LSU Agricultural Center, Pennington Biomedical Research Center and Louisiana Emerging Technology Center. The Flow Cytometry Facility has operated at the School of Veterinary Medicine since 1986. Flow cytometry equipment (LSU-SVM). The BD FACScan flow cytometer is a benchtop analytical flow cytometer which can measure two light scatter parameters (cell size and internal granularity) as well as 3 color fluorescence emissions. The light source is a 15 mW 488 nm argon-ion laser. Fluorescence emissions are at 530 nm, 585 nm and > 650 nm. . The BD FACSCalibur flow cytometer is a benchtop analytical flow cytometer capable of measuring two light scatter parameters and 4 color fluorescence emissions. The BD FACSAria flow cytometer is a benchtop cell sorter, which measures up to 8 parameters including two light scatter and six fluorescence emissions. The instrument is equipped with 2 lasers, a 488 nm Coherent Sapphire solid state and a 633 nm JDS Uniphase HeNe. Fluorescence emissions include 530 nm, 585 nm, and 675 nm coming off the 488 nm laser, along with 660 nm and 780 nm coming off the 633 nm laser. In addition, the cytometer can perform dual-laser sorts and has 4 way cell sorting capacity and multicolor analysis. The Aria is interfaced with a workstation that includes a Hewlett Packard xw4100 PC computer running FACSDiVa software for data acquisition and analysis. The BD Accuri C6 flow cytometer is a user-friendly benchtop cell analysis cytometer, capable of non-pressurized quantitative and qualitative flow analysis. Though not housed in the dedicated FACS suite, the C6 is situated within a Type II biosafety cabinet also in the LSU-SVM. Because of this the C6 cytometer may be used to safely analyze live, fixed and infected cells (BSL2). The Accuri C6 has 2 excitation wavelengths (488 nm and 640 nm) and 4 standard filter sets permitting 4 color analysis. Optional filter sets are available for expanded wavelengths Multiplex/Luminex (LSU-SVM): Complementing the immunophenotyping capabilities of the flow cytometers listed above, the BioRad BioPlex provides rapid and standardized analysis of soluble factors e.g., lymphokines, using bead based array technology. The BioPlex is capable of up assessing up to 100 distinct analytes at once using 96-well format. A dedicated plate washing station and magnetic bead separator is available to researchers using custom- or pre-assembled multiplex kits. Microscopy (LSU-SVM): This centralized laboratory located on the third floor of the School of Veterinary Medicine is a service center within the LSU-SVM, providing micro-imaging support for research and instruction. This cost center generated $36,980 and received a subsidy of $90,265 for a total of $127,245 during fiscal year 2013 (07/01/2012-06/30/2013).The facility houses transmission (Zeiss JEM 1011) and environmental scanning (FEI Quanta 200) electron microscopes, as well as cryofixation, freeze-fracture, and metal shadowing facilities. Four computer coupled-light microscopes are also available to provide a variety of contrasting methods and fluorescence imaging capabilities. The inverted fluorescence microscope has a heated stage with flow-through culture chambers available on demand. A Laser micro-dissection (LCM)-capture (PALM) System (CLSM; Leica TCS SP2) integrated with a Zeiss inverted microscope is also available. The CLSM allows users to perform three-dimensional microscopy of fluorescently labeled specimens. The small pinhole in the CLSM can detect light that originates from a thin optical section. This feature is particularly well suited for the examination of thick specimens (up to 100 micrometers) for which out-of-focus light, using conventional microscopy, would obscure structural details. A three-dimensional and stereoscopic image can be generated by collecting a series of optical sections through the thickness of the specimen. The CLSM can monitor intracellular ion concentration, dynamic morphological events of living cells, interactions between proteins, protein diffusion, etc. LCM is ideal for excising a specific tissue from frozen sections form which RNA can be isolated to measure the expression of a given gene in that tissue. The laser capture in the center has the following features: 1) the only fully non-contact laser based micromanipulation and microdissection technology on the market; 2) clear cut gap avoids contamination from neighboring tissue; 3) no interference from the used laser with your biological material; 4) facilitate and accelerate micromanipulations; 5) suitable for most routinely prepared cell and tissue samples; 6) ideal starting point for highly sensitive downstream analyses; 7) isolation and even re-cultivation of living cells. Ancillary Microscopy and Imaging (LSU-SVM): The high-end instruments named above are only available in the presence of experienced staff who are responsible for their operation. Faculty, postdoctoral fellows and graduate students can access these instruments after hours only if they are certified by the Director of the Center (Dr X. Wu). To accommodate 24/7 access to confocal fluorescence and phase contrast microscopy, COBRE-CEIDR-affiliated personnel have easy and flexible 24 hour access to a range of light microscopes and imagers with a wide variety of configurations. Each instrument is equipped with a dedicated computer for digital analysis and data storage. Training is available during normal work hours. These instruments include: Olympus MVX 10 Macroview: bright field (BF) and fluorescence, 1X and 2X objectives, 31X zoom factor, 0.25 numerical aperture (NA), working distance 65mm, field of view 1.74 - 55mm. Olympus IX2 Inverted Scope: BF and fluorescence, working distance 45mm, relief contrast 3D image through plastic, 10X, 20X, and 40X objectives, inverted stage for culture plates/dishes. Leica DM4000B Compound Microscope: fluorescence and dark field (DF); 5, 10, 20, 4 and 63-100X objectives, digital controls, manual stage, bi-chromatic and color imaging, Image Pro software. Leica DM IRB Inverted Scope: BF, DF, phase contrast and Fluorescence, Manual stage and filter changing; 2.5, 5, 20 40 and 63X objectives, bi-chromatic and color imaging, accommodates live cells and slides, Q Capture software. Zeiss Axio Observer Z1: configured for live cells; BF, fluorescence, phase and differential interference contrast, a wide variety of filter sets; long distance, dry and oil objectives; ApoTome module for increased resolution, environmental control chamber (dish/plate), motorized X,Y and Z stage, AxioVision software. Hamamatsu/Olympus Nanozoomer: high throughput slide scanner; fully auto, semi auto, and manual configurations; maximum 210 slides per batch, 20X and 40X with Z-stack capabilities, high and low pixel mode, quantitative analysis, VisioPharm software. Olympus LCV110 Time Lapse Imaging System: Capable of multi- channel, long-term, time-lapse observation of living cells without having to remove cultures from their ideal growth environment. Olympus FV10i Self-Contained Confocal Imaging System: Highly automated benchtop confocal imager. The extremely user-friendly and intuitive software requires little or no training prior to use. The FV10i is designed for 2D and 3D high resolution documentation and is equipped with 60X oil lens and a 10X dry objective. The FV10i has: four diode lasers and a versatile selection of emission wavelengths for multiple fluorescent labels, point scanning image quality enhanced with crosstalk correction and autofocus functions, high and low magnifications and automated wide area scanning with automated XY stage. The FV10i software contains a suite of analysis methods, including image measurement statistics and colocalization analysis and is also capable of 3D rendering and time lapse animations. Kodak In Vivo FX-Pro: Small animal live imager with X-ray capabilities used to image luminescent, fluorescent, radioisotopic and radiographic emissions, AAAL AC- approved animal holding and imaging facilities. Xenogen IVIS-50: A whole animal imaging system with fluorescent and chemiluminescent detection abilities, an isofluorane based anesthesia chamber, continuously controlled anesthesia unit for use during imaging. If required, access to x-ray tomography and other x-ray based clinical equipment housed in the Oncology Program of the LSU SVM is also available. | Yes GeneLAB | Pete Mottram | pmottra@lsu.edu | 89687
| Veterinary Medicine | N/A | Biomed: Division of Biotechnology & Molecular Medicine | https://www.lsu.edu/vetmed/biommed/index.php | Welcome to the Division of Biotechnology and Molecular Medicine (BioMMED) at the Louisiana State University School of Veterinary Medicine in Baton Rouge, LA. We are engaged in innovative research to determine the molecular basis of various diseases, as well as to develop novel therapeutics for the treatment of cancer and infectious diseases. BioMMED is a multidisciplinary research, support and development unit that provides centralized access to state-of-the-art equipment and advanced training in molecular and cell biology. In addition, BioMMED oversees two NIH:NCRR funded research cores: The COBRE-funded Molecular ImmunoPathology Core and INBRE-funded The Molecular and Cell Biology Core. The functions of these core laboratories are integrated within BioMMED and the Louisiana State University School of Veterinary Medicine facilities and consist of state-of-the-art equipment and support services that are jointly staffed by BioMMED and TNPRC faculty and personnel. BioMMED is comprised of 4 service oriented centralized core laboratories. | Viral Vector Laboratory (VVL) | Described in Genelab services | Yes GeneLAB | Thaya Stoufflet | thaya@lsu.edu | 89708
| Veterinary Medicine | N/A | Biomed: Division of Biotechnology & Molecular Medicine | https://www.lsu.edu/vetmed/biommed/index.php | Welcome to the Division of Biotechnology and Molecular Medicine (BioMMED) at the Louisiana State University School of Veterinary Medicine in Baton Rouge, LA. We are engaged in innovative research to determine the molecular basis of various diseases, as well as to develop novel therapeutics for the treatment of cancer and infectious diseases. BioMMED is a multidisciplinary research, support and development unit that provides centralized access to state-of-the-art equipment and advanced training in molecular and cell biology. In addition, BioMMED oversees two NIH:NCRR funded research cores: The COBRE-funded Molecular ImmunoPathology Core and INBRE-funded The Molecular and Cell Biology Core. The functions of these core laboratories are integrated within BioMMED and the Louisiana State University School of Veterinary Medicine facilities and consist of state-of-the-art equipment and support services that are jointly staffed by BioMMED and TNPRC faculty and personnel. BioMMED is comprised of 4 service oriented centralized core laboratories. | Protein and Antibody Production and Purification Laboratory (PAPPL) | This is part of the Protein Core administered by BIOMMED. The available equipment and resources: AKTAExplorer FPLC system (Amersham/Pharmacia): The PCL has a fully automated chromatographic system AKTA Pure 25L FPLC system (Amersham/Pharmacia). ÄKTA-FPLC is a preparative liquid chromatography system for fast and easy purification of proteins. The entire system is refrigerated and computer controlled using Unicorn software. Protein Technologies Symphony and Tribute Peptide Synthesizers. The Tribute™ is a 2 channel bench top peptide synthesizer with a simple design and setup. The Symphony® is a 12-channel synthesizer where each reaction channel operates independently of the others; analogous to having 12 single channel machines. The benefits and advantages of t he Symphony® include versatility, fast multiplex operation, low coupling cost, variable synthetic scales, automated cleavage, and customizable protocols. These equipment are located within the ABL in Wilson Hall. Profinia™ Affinity Chromatography Protein Purification System (3 equiipment). The Profinia systems performs automated two-step affinity purification. These equipment replace traditional gravity-flow techniques with a convenient, complete system for the purification and desalting of affinity-tagged proteins. Histidine (His)- tagged, GST-tagged, affinity, and desalting/buffer exchange methods deliver purity and yield comparable to other techniques, yet only require a fraction of the time to obtain protein ready for experiments. Profinia software offers a convenient way to review purification results. Its user interface is easy to use yet comprehensive and customizable for either real-time data acquisition or data analysis. With unattended operation, the Profinia protein purification system yields purified samples for downstream use in as little as 30 minutes. Full run data are captured as purification occurs, then are calculated, displayed, and stored. Using a USB flash drive, run data can easily be exported. For real-time data acquisition, the instruments are connected to a PC loaded with optional Profinia software. Purification data are displayed on the PC monitor in real time, and can be stored, analyzed, and customized for specific reporting needs. Biacore X100. The Biacore X100 provides real-time insights into protein function & biological mechanisms, Kinetics, affinity, specificity and concentration analysis in one system. The user can study a wide range of molecules in different sample environments. Specific applications, include kinetic/affinity characterization, kinetic/affinity screening & profiling, single cycle kinetics, concentration measurement and thermodynamic characterization. Fortebio Blitz Protein Assay system. The Blitz™ is a personal assay system, allowing label-free analysis of proteins. The user can easily test column fractions for the presence of a protein of interest, check protein activity and quantitate prior to initiation of complex experiments, characterize proteins in cell lysates in their folded state, or monitor protein expression. The BLItz provides results in a just a few seconds or minutes using just a drop of the sample. Glen-Mills French Press High pressure Homogenizer. For disruption of cellular plasma membranes / internal organelles / homogenzation of animal tissue. Other PCL basic laboratory equipment: gentleMACS™ Octo Dissociator, Large walk in cold room 900 cubic feet; Forma scientific reach in incubator with Bellco cell production roller apparatus (quantity 1); Forma series II water jacket CO2 incubators (quantity 2); large Thermo scientific Steri Cult CO2 incubators (quantity 2); a bag- based cell culture system capable up to 5L bags; CO2 incubators for insect cell culture; rotary shakers (quantity 2); -80 freezers (quantity 2); Refrigerators (2); -20C Freezers (quantity 2); Table top Eppendorf, 5810 R centrifuge refrigerated (quantity 1) & 5804 centrifuge (1); Bench top Eppendorf 5415D (quantity 2); Beckman coulter refrigerated microfuge 22R (quantity 1); Ultrancentrifuge and rotors (Beckman, optima I-100xp); Gel Documentation System (BioRad - Molecular imager Chemidoc XRS) (quantity 1); Dynalight dual intensity uv transilluminator (LABNET) (quantity 1); NanoDrop 2000c; E.coli plate incubator; four foot wide class II biosafety cabinets in clean rooms (quantity 2); BioTek 96well plate washing robot (ELISAs); Alpha microarray reader and spotter (quantity 1); bio safety cabinets (4ft/6ft) (quantity 2); Olympus CKX31 inverted microscopes (quantity 2); Leica inverted fluorescence microscope (quantity 1); BioRad automated cell counter (quantity 1); and Biorad c1000 thermal cycler (quantity 1); Eppendorf biophotometerplus (quantity 1); Eppendorf thermo mixer (quantity 1); Therma Scientific precision dual temp 180 series water bath (quantity 1); Konica Xray film dev SRX-101a (quantity 1); Liquid nitrogen storage tank (Thermo locator 4 plus); Perkinelmer lambda bio spectrophotometer (1); Wide variety of pre-packed and gravity flow columns with a variety of resins. In all 5 labs + 1 shared bench,1904 square feet of total lab space and Office space of 165 square feet with 5 desks, office computers (quantity 4), network printer/ copier/ scanner(quantity 1) and copying network printers (quantity 2). | Yes GeneLAB | Muzammel Haque | mhaque2@lsu.edu | 89120
| Veterinary Medicine | N/A | Aquatic Toxicology Laboratory | https://www.lsu.edu/vetmed/laddl/index.php | The Aquatic Toxicology laboratories are housed in the School for Veterinary Medicine as well as in a free-standing Aquatic Building (part of the Cooperative Aquatic Animal Health Research Program). Facilities include state-of-the-art aquatic animal holding, rearing, exposure, surgical and preparative areas. Wet laboratory space dedicated to toxicology encompasses five laboratories with approximately 1500 sq. feet of space. Laboratories within the unit are flow-through equipped with complete room and water temperature control (5 to 40°C), redundant air delivery, dechlorinated and purified water supply, in-line pH and hardness adjustment, toxicant recovery system, photoperiod control, and emergency power backup. Water flows range in individual rooms from 10 to 30 gallons per minute. Facilities are equipped with tanks ranging in size from 5-gallon glass to 500-gallon fiberglass tanks. Two specialized hooded HEPA-filtered exposure rooms with associated preparative areas (salt and freshwater capable) are designed for high hazard exposures. Facilities contain a proportional dilutor, Lazy Susan treatment suites, cannula, catheter and gavage tending systems, a radiolabel exposure unit, as well as traditional rack- and bath-based systems. Support preparative rooms (300 sq feet) are equipped with an aquatic surgical table, balances, water quality monitoring equipment, food mill, freezers and supportive exposure and preparative equipment. Analysis capabilities are associated with individual investigator laboratories and centralized facilities within the school. Contact: Dr. Kevin Kleinow, 225-578-9757. | N/A | N/A |  | Unknown | Unknown | Unknown
| Veterinary Medicine | N/A | EMSL: Equine Medication Surveillance Laboratory | https://www.lsu.edu/vetmed/laddl/index.php | The Equine Medication Surveillance Laboratory was established in 1987 and has served as the official laboratory for the Louisiana State Racing Commission since that time. The laboratory is now housed in new, modern facilities and is located in the Louisiana Animal Disease and Diagnostics Laboratory (LADDL) building directly behind the School of Veterinary Medicine. The laboratory screens over 8,000 urine and blood sets per year as part of its responsibility to assist in regulating the Louisiana Horse racing industry and has developed sophisticated methodology for screening, detection and confirmation of a wide range of drugs and their metabolites. The laboratory also serves as a comprehensive analytical facility within the School of Veterinary Medicine and a source of information to the racing industry at large and the citizens of Louisiana regarding equine drug pharmacology, metabolism and clearance. The EMSL houses advanced chromatography and mass spectrometry equipment. All of our LC-MS systems are multiplexed, allowing for higher sample throughput and shortened analysis time. | Two Thermo Q-Exactive high-resolution LC-MS system | Needs description |  | Unknown | Unknown | Unknown
| Veterinary Medicine | N/A | EMSL: Equine Medication Surveillance Laboratory | https://www.lsu.edu/vetmed/laddl/index.php | The Equine Medication Surveillance Laboratory was established in 1987 and has served as the official laboratory for the Louisiana State Racing Commission since that time. The laboratory is now housed in new, modern facilities and is located in the Louisiana Animal Disease and Diagnostics Laboratory (LADDL) building directly behind the School of Veterinary Medicine. The laboratory screens over 8,000 urine and blood sets per year as part of its responsibility to assist in regulating the Louisiana Horse racing industry and has developed sophisticated methodology for screening, detection and confirmation of a wide range of drugs and their metabolites. The laboratory also serves as a comprehensive analytical facility within the School of Veterinary Medicine and a source of information to the racing industry at large and the citizens of Louisiana regarding equine drug pharmacology, metabolism and clearance. The EMSL houses advanced chromatography and mass spectrometry equipment. All of our LC-MS systems are multiplexed, allowing for higher sample throughput and shortened analysis time. | Thermo Exactive high resolution LC-MS system | Needs description |  | Unknown | Unknown | Unknown
| Veterinary Medicine | N/A | EMSL: Equine Medication Surveillance Laboratory | https://www.lsu.edu/vetmed/laddl/index.php | The Equine Medication Surveillance Laboratory was established in 1987 and has served as the official laboratory for the Louisiana State Racing Commission since that time. The laboratory is now housed in new, modern facilities and is located in the Louisiana Animal Disease and Diagnostics Laboratory (LADDL) building directly behind the School of Veterinary Medicine. The laboratory screens over 8,000 urine and blood sets per year as part of its responsibility to assist in regulating the Louisiana Horse racing industry and has developed sophisticated methodology for screening, detection and confirmation of a wide range of drugs and their metabolites. The laboratory also serves as a comprehensive analytical facility within the School of Veterinary Medicine and a source of information to the racing industry at large and the citizens of Louisiana regarding equine drug pharmacology, metabolism and clearance. The EMSL houses advanced chromatography and mass spectrometry equipment. All of our LC-MS systems are multiplexed, allowing for higher sample throughput and shortened analysis time. | Thermo LTQ-XL linear ion-trap LC-MS system | Needs description |  | Unknown | Unknown | Unknown
| Veterinary Medicine | N/A | EMSL: Equine Medication Surveillance Laboratory | https://www.lsu.edu/vetmed/laddl/index.php | The Equine Medication Surveillance Laboratory was established in 1987 and has served as the official laboratory for the Louisiana State Racing Commission since that time. The laboratory is now housed in new, modern facilities and is located in the Louisiana Animal Disease and Diagnostics Laboratory (LADDL) building directly behind the School of Veterinary Medicine. The laboratory screens over 8,000 urine and blood sets per year as part of its responsibility to assist in regulating the Louisiana Horse racing industry and has developed sophisticated methodology for screening, detection and confirmation of a wide range of drugs and their metabolites. The laboratory also serves as a comprehensive analytical facility within the School of Veterinary Medicine and a source of information to the racing industry at large and the citizens of Louisiana regarding equine drug pharmacology, metabolism and clearance. The EMSL houses advanced chromatography and mass spectrometry equipment. All of our LC-MS systems are multiplexed, allowing for higher sample throughput and shortened analysis time. | Thermo LTQ-Velos linear ion-trap-ion-trap LC-MS system | Needs description |  | Unknown | Unknown | Unknown
| Veterinary Medicine | N/A | EMSL: Equine Medication Surveillance Laboratory | https://www.lsu.edu/vetmed/laddl/index.php | The Equine Medication Surveillance Laboratory was established in 1987 and has served as the official laboratory for the Louisiana State Racing Commission since that time. The laboratory is now housed in new, modern facilities and is located in the Louisiana Animal Disease and Diagnostics Laboratory (LADDL) building directly behind the School of Veterinary Medicine. The laboratory screens over 8,000 urine and blood sets per year as part of its responsibility to assist in regulating the Louisiana Horse racing industry and has developed sophisticated methodology for screening, detection and confirmation of a wide range of drugs and their metabolites. The laboratory also serves as a comprehensive analytical facility within the School of Veterinary Medicine and a source of information to the racing industry at large and the citizens of Louisiana regarding equine drug pharmacology, metabolism and clearance. The EMSL houses advanced chromatography and mass spectrometry equipment. All of our LC-MS systems are multiplexed, allowing for higher sample throughput and shortened analysis time. | Thermo Quantum Access triple-stage-quadrupole (TSQ) LC-MS system | Needs description |  | Unknown | Unknown | Unknown
| Veterinary Medicine | N/A | EMSL: Equine Medication Surveillance Laboratory | https://www.lsu.edu/vetmed/laddl/index.php | The Equine Medication Surveillance Laboratory was established in 1987 and has served as the official laboratory for the Louisiana State Racing Commission since that time. The laboratory is now housed in new, modern facilities and is located in the Louisiana Animal Disease and Diagnostics Laboratory (LADDL) building directly behind the School of Veterinary Medicine. The laboratory screens over 8,000 urine and blood sets per year as part of its responsibility to assist in regulating the Louisiana Horse racing industry and has developed sophisticated methodology for screening, detection and confirmation of a wide range of drugs and their metabolites. The laboratory also serves as a comprehensive analytical facility within the School of Veterinary Medicine and a source of information to the racing industry at large and the citizens of Louisiana regarding equine drug pharmacology, metabolism and clearance. The EMSL houses advanced chromatography and mass spectrometry equipment. All of our LC-MS systems are multiplexed, allowing for higher sample throughput and shortened analysis time. | Thermo Vantage triple-stage-quadrupole (TSQ) mass spectrometer equipped with an Aria Turboflow sample preparation and introduction system | Needs description |  | Unknown | Unknown | Unknown
| Veterinary Medicine | N/A | EMSL: Equine Medication Surveillance Laboratory | https://www.lsu.edu/vetmed/laddl/index.php | The Equine Medication Surveillance Laboratory was established in 1987 and has served as the official laboratory for the Louisiana State Racing Commission since that time. The laboratory is now housed in new, modern facilities and is located in the Louisiana Animal Disease and Diagnostics Laboratory (LADDL) building directly behind the School of Veterinary Medicine. The laboratory screens over 8,000 urine and blood sets per year as part of its responsibility to assist in regulating the Louisiana Horse racing industry and has developed sophisticated methodology for screening, detection and confirmation of a wide range of drugs and their metabolites. The laboratory also serves as a comprehensive analytical facility within the School of Veterinary Medicine and a source of information to the racing industry at large and the citizens of Louisiana regarding equine drug pharmacology, metabolism and clearance. The EMSL houses advanced chromatography and mass spectrometry equipment. All of our LC-MS systems are multiplexed, allowing for higher sample throughput and shortened analysis time. | HP 5973 | Needs description |  | Unknown | Unknown | Unknown
| Veterinary Medicine | N/A | EMSL: Equine Medication Surveillance Laboratory | https://www.lsu.edu/vetmed/laddl/index.php | The Equine Medication Surveillance Laboratory was established in 1987 and has served as the official laboratory for the Louisiana State Racing Commission since that time. The laboratory is now housed in new, modern facilities and is located in the Louisiana Animal Disease and Diagnostics Laboratory (LADDL) building directly behind the School of Veterinary Medicine. The laboratory screens over 8,000 urine and blood sets per year as part of its responsibility to assist in regulating the Louisiana Horse racing industry and has developed sophisticated methodology for screening, detection and confirmation of a wide range of drugs and their metabolites. The laboratory also serves as a comprehensive analytical facility within the School of Veterinary Medicine and a source of information to the racing industry at large and the citizens of Louisiana regarding equine drug pharmacology, metabolism and clearance. The EMSL houses advanced chromatography and mass spectrometry equipment. All of our LC-MS systems are multiplexed, allowing for higher sample throughput and shortened analysis time. | 5975 GC/MS system | Needs description |  | Unknown | Unknown | Unknown
| Veterinary Medicine | N/A | Histology Prep Facility Immunohistochemical Staining | https://www.lsu.edu/vetmed/cbs/facilities.php#:~:text=CBS%20histology%20preparation%20facility | The CBS histology preparation facility (VMED 2405) serves both the teaching and research components of the department (histology services for individuals outside CBS are available through the PBS Histology Laboratory). Operated by Sherry Ring under the supervision of Dr. George Strain, the facility provides the services of fixing, paraffin embedding, sectioning and staining of tissues for teaching slides for the histology courses in the professional curriculum, and for research programs in the department. The facility also has a Leica CM3050 S cryostat for use by Ms. Ring for cutting frozen sections. The latter sections often are used for laser capture microdissection studies (e.g., see paper entitled “In vivo expression of RANKL in the rat dental follicle as determined by laser capture microdissection” by S. Yao, S. Ring, W.G. Henk and G.E. Wise: Arch. Oral Biol., 2004, 49: 451-456). Slides can be routinely stained with H&E, as well as with a few special stains, but the facility does not do immunostaining. Sectioning and staining for electron microscopy is done by personnel in the Microscopy Center, a cost center located on the third floor of the SVM. | N/A | N/A |  | Sherry Ring | sring1@lsu.edu | 89735
| Veterinary Medicine | N/A | Micro-Computed Tomography Laboratory | https://www.lsu.edu/vetmed/micro_ct/index.php | The primary mission of the MicroCT Laboratory is to provide state-of-the-art 3D ex vivo imaging using microCT for both research and teaching. This facility is housed within the School of Veterinary Medicine and includes a state-of-the-art ex vivo desktop cone-beam micro-CT (Scanco Model 40) that is fully shielded. This scanner has a nominal best resolution of 6µm with a real resolution of 9µm and a maximum FOV of 37mm in diameter by 70mm in length. Services can include ex vivo x-ray microCT scanning of specimens measuring no more than 35mm in diameter and 70mm in length. Software is available to provide 3D reconstructions of scanned objects, and quantify bone architecture and density. The specimens utilized for microCT must have inherent radio opacity (e.g., bone) or can be rendered radio-opaque (e.g., utilizing contrast agents). | N/A | N/A |  | Michelle Osborn | mosborn@lsu.edu | 89470
| Veterinary Medicine | N/A | Microscopy Center | https://www.lsu.edu/vetmed/microscopy_center/index.php | The SVM Microscopy Center is a suite of rooms housed on the third floor of the LSU School of the Veterinary Medicine Building on the LSU Campus. The entry points for the Center are rooms 3444 and 3434. The Microscopy Center is a cost service center. The center provides service from sample preparation to image analysis. Currently, the center has transmission electron microscopy (TEM), scanning electron microscopy (SEM), confocal laser scanning microscopy (CLSM), laser capture microdissection (LCM), and several fluorescence microscopes. All of these instruments are fully functional for regular and advanced research. Training can be provided by the Microscopy Center. | N/A | N/A |  | Xiaochu Wu Julia Sokolova | Need Information | 89898
| Veterinary Medicine | N/A | Small Animal Imaging Facility | https://research.lsuhs.edu/cores/research-core-facilities/small-animal-imaging-facility | The goal of the Small Animal Imaging Facility is to provide state-of-the-art noninvasive imaging support to investigators who use small animal models in their research. The Small Animal Imaging Facility welcomes users from all areas and interests. | N/A | N/A |  | Kenneth "Kip" Matthews | kipmatth@lsu.edu | Need Information
| Veterinary Medicine | N/A | DLAM: Division of Laboratory Animal Medicine (Laboratory Animal Medicine Facility) | https://www.lsu.edu/vetmed/dlam/index.php | DLAM serves as a central administration division for the operation of two research animal holding facilities. These facilities include the SVM Laboratory Animal Medicine Facility as well as the Life Sciences Animal Care Facility. DLAM purchases, maintains, and cares for all teaching and research animals housed within these two facilities. The animal care facilities, equipment, and program are accredited by the Association for Assessment and Accreditation of Laboratory Animal Care (AAALAC) International. Our objective is to maintain a fully accredited animal care program that supports teaching, research, and service. The use of laboratory animals in teaching and research is a fundamental necessity of continued progress in the biomedical sciences. Such use of animals constitutes a special privilege to the scientific community. Therefore, it is incumbent upon each investigator and every member of their staff to fulfill all ethical as well as legal responsibilities. Therein lies much of the hope for continued medical progress for the benefit of animals as well as humanity. | N/A | N/A | Yes | Unknown | Unknown | Unknown
| Veterinary Medicine | N/A | DLAM: Division of Laboratory Animal Medicine (Life Sciences Animal Care Facility) | https://www.lsu.edu/vetmed/dlam/index.php | DLAM serves as a central administration division for the operation of two research animal holding facilities. These facilities include the SVM Laboratory Animal Medicine Facility as well as the Life Sciences Animal Care Facility. DLAM purchases, maintains, and cares for all teaching and research animals housed within these two facilities. The animal care facilities, equipment, and program are accredited by the Association for Assessment and Accreditation of Laboratory Animal Care (AAALAC) International. Our objective is to maintain a fully accredited animal care program that supports teaching, research, and service. The use of laboratory animals in teaching and research is a fundamental necessity of continued progress in the biomedical sciences. Such use of animals constitutes a special privilege to the scientific community. Therefore, it is incumbent upon each investigator and every member of their staff to fulfill all ethical as well as legal responsibilities. Therein lies much of the hope for continued medical progress for the benefit of animals as well as humanity. | N/A | N/A | Yes | Unknown | Unknown | Unknown
| Veterinary Medicine | N/A | Louisiana Animal Disease Diagnostic Laboratory (LADDL) | https://www.lsu.edu/vetmed/laddl/index.php | The Louisiana Animal Disease Diagnostic Laboratory (LADDL) is a full-service AAVLD-accredited laboratory. Housed in the Louisiana State University's School of Veterinary Medicine, the LADDL services the people of Louisiana and surrounding states by providing animal disease diagnostic services to agricultural and general communities in the state of Louisiana. They conduct necessary research for the continued enhancement of the following outreach services: research development and adaptation of diagnostic tests and protocols, research and investigation of livestockand companion animal diseases impacting the health and well being of the animals and citizens of Louisiana, and research on selective diseases impacting the economics on the animal industries of Louisiana. | N/A | N/A |  | Louisiana Animal Disease Diagnostic Laboratory | laddlreferrals@listserv.lsu.edu | 89777
| Veterinary Medicine | N/A | Flow Cytometry Facility | https://www.lsu.edu/vetmed/flow_cytometry/index.php | The Flow Cytometry Facility is a core laboratory located on the third floor of the School of Veterinary Medicine building on the campus of Louisiana State University. The facility features a Becton Dickinson FACS Aria dual laser flow cytometer / sorter capable of measuring seven fluorescence emissions as well as 4-way cell sorting capacity. In addition, the facility has a Becton Dickinson Calibur dual laser benchtop flow cytometer capable of measuring four fluorescence emissions as well as a sorting option capable of performing single population sorts. The laboratory also features a Becton Dickinson FACScan benchtop flow cytometer with single laser capability and 3 color emissions. Multi-color immunophenotyping, cell cycle analysis, apoptosis studies, and measurements of cellular function are examples of applications performed routinely in this laboratory. This unique centralized facility provides analytical capabilities for investigators throughout the Louisiana State University System, including the LSU Agricultural Center and LSU Pennington Biomedical Research Center. Both PC and Macintosh computers are utilized in data acquisition and analysis and are all connected to the Veterinary Medicine and LSU networks. The School of Veterinary Medicine has operated the LSU Flow Cytometry Facility since 1986. | N/A | N/A |  | Unknown | Unknown | Unknown
| Veterinary Medicine | N/A | Flow Cytometry Facility | https://www.lsu.edu/vetmed/flow_cytometry/index.php | The Flow Cytometry Facility is a core laboratory located on the third floor of the School of Veterinary Medicine building on the campus of Louisiana State University. The facility features a Becton Dickinson FACS Aria dual laser flow cytometer / sorter capable of measuring seven fluorescence emissions as well as 4-way cell sorting capacity. In addition, the facility has a Becton Dickinson Calibur dual laser benchtop flow cytometer capable of measuring four fluorescence emissions as well as a sorting option capable of performing single population sorts. The laboratory also features a Becton Dickinson FACScan benchtop flow cytometer with single laser capability and 3 color emissions. Multi-color immunophenotyping, cell cycle analysis, apoptosis studies, and measurements of cellular function are examples of applications performed routinely in this laboratory. This unique centralized facility provides analytical capabilities for investigators throughout the Louisiana State University System, including the LSU Agricultural Center and LSU Pennington Biomedical Research Center. Both PC and Macintosh computers are utilized in data acquisition and analysis and are all connected to the Veterinary Medicine and LSU networks. The School of Veterinary Medicine has operated the LSU Flow Cytometry Facility since 1986. | FACScan Flow Cytometer | The FACScan flow cytometer is a benchtop analytical flow cytometer which can measure two light scatter parameters (cell size and internal granularity) as well as 3 color fluorescence emissions. The light source is a 15 mW 488 nm air cooled argon-ion laser. Fluorescence detection is accomplished with photomultiplier tubes and bandpass filters. The 3 bandpass filters allow for collection of fluorescence at 530 nm, 585 nm and > 650 nm. Flourochromes that are compatible with the optical configuration of the machine include FITC (530 nm); Phycoerythrin and Propidium Iodide (585 nm); and PerCP, Tricolor, and 7-ADD which both exhibit emissions above 650 nm. The FACScan is interfaced with a Macintosh G3 workstation which contains graphics software packages used for data acquisition and analysis. In addition, Pentium II's are used to analyze flow cytometric data from remote computer labs within the university network. All computers in the facility are networked to Veterinary Medicine and LSU mainframes and data is readily transferred within the university. |  | Unknown | Unknown | Unknown
| Veterinary Medicine | N/A | Flow Cytometry Facility | https://www.lsu.edu/vetmed/flow_cytometry/index.php | The Flow Cytometry Facility is a core laboratory located on the third floor of the School of Veterinary Medicine building on the campus of Louisiana State University. The facility features a Becton Dickinson FACS Aria dual laser flow cytometer / sorter capable of measuring seven fluorescence emissions as well as 4-way cell sorting capacity. In addition, the facility has a Becton Dickinson Calibur dual laser benchtop flow cytometer capable of measuring four fluorescence emissions as well as a sorting option capable of performing single population sorts. The laboratory also features a Becton Dickinson FACScan benchtop flow cytometer with single laser capability and 3 color emissions. Multi-color immunophenotyping, cell cycle analysis, apoptosis studies, and measurements of cellular function are examples of applications performed routinely in this laboratory. This unique centralized facility provides analytical capabilities for investigators throughout the Louisiana State University System, including the LSU Agricultural Center and LSU Pennington Biomedical Research Center. Both PC and Macintosh computers are utilized in data acquisition and analysis and are all connected to the Veterinary Medicine and LSU networks. The School of Veterinary Medicine has operated the LSU Flow Cytometry Facility since 1986. | FACS Calibur Flow Cytometer | FACS Calibur flow cytometer is a benchtop analytical flow cytometer capable of measuring two light scatter parameters and 4 color fluorescence emissions. It utilizes a 15 mW 488 nm argon-ion laser capable of emitting fluorescence at 530 nm, 585 nm and > 650 nm as well as a 635 nm red diode laser emitting at 660 nm. In addition, the Calibur has a sorting option capable of performing single population sorts. All data acquisition and analysis is performed on a Macintosh G5 workstation running Cellquest Pro software. |  | Unknown | Unknown | Unknown
| Veterinary Medicine | N/A | Flow Cytometry Facility | https://www.lsu.edu/vetmed/flow_cytometry/index.php | The Flow Cytometry Facility is a core laboratory located on the third floor of the School of Veterinary Medicine building on the campus of Louisiana State University. The facility features a Becton Dickinson FACS Aria dual laser flow cytometer / sorter capable of measuring seven fluorescence emissions as well as 4-way cell sorting capacity. In addition, the facility has a Becton Dickinson Calibur dual laser benchtop flow cytometer capable of measuring four fluorescence emissions as well as a sorting option capable of performing single population sorts. The laboratory also features a Becton Dickinson FACScan benchtop flow cytometer with single laser capability and 3 color emissions. Multi-color immunophenotyping, cell cycle analysis, apoptosis studies, and measurements of cellular function are examples of applications performed routinely in this laboratory. This unique centralized facility provides analytical capabilities for investigators throughout the Louisiana State University System, including the LSU Agricultural Center and LSU Pennington Biomedical Research Center. Both PC and Macintosh computers are utilized in data acquisition and analysis and are all connected to the Veterinary Medicine and LSU networks. The School of Veterinary Medicine has operated the LSU Flow Cytometry Facility since 1986. | FACS Aria Flow Cytometer | FACS Aria flow cytometer measures up to 9 parameters including two light scatter parameters and seven fluorescence emissions. The instrument is equipped with 2 lasers, a 488 nm Coherent Sapphire solid state and a 633 nm JDS Uniphase HeNe, allowing various combinations of fluorochromes for multi-color immunophenotyping and cell functional assays. In addition, the cytometer can perform high speed, dual-laser sorts and has 4-way cell sorting capacity. The Aria is interfaced with a workstation that includes an HP X4000 PC computer running Becton Dickinson FACSDiVa based software for data acquisition and analysis. |  | Unknown | Unknown | Unknown
| Veterinary Medicine | N/A | Flow Cytometry Facility | https://www.lsu.edu/vetmed/flow_cytometry/index.php | The Flow Cytometry Facility is a core laboratory located on the third floor of the School of Veterinary Medicine building on the campus of Louisiana State University. The facility features a Becton Dickinson FACS Aria dual laser flow cytometer / sorter capable of measuring seven fluorescence emissions as well as 4-way cell sorting capacity. In addition, the facility has a Becton Dickinson Calibur dual laser benchtop flow cytometer capable of measuring four fluorescence emissions as well as a sorting option capable of performing single population sorts. The laboratory also features a Becton Dickinson FACScan benchtop flow cytometer with single laser capability and 3 color emissions. Multi-color immunophenotyping, cell cycle analysis, apoptosis studies, and measurements of cellular function are examples of applications performed routinely in this laboratory. This unique centralized facility provides analytical capabilities for investigators throughout the Louisiana State University System, including the LSU Agricultural Center and LSU Pennington Biomedical Research Center. Both PC and Macintosh computers are utilized in data acquisition and analysis and are all connected to the Veterinary Medicine and LSU networks. The School of Veterinary Medicine has operated the LSU Flow Cytometry Facility since 1986. | FACS440 Flow Cytometer / Cell Sorter | The FACS440 flow cytometer / cell sorter was purchased in 1986 and provided both cell sorting and analytical capabilities until the FACScan purchase in 1992. The instrument was retired in 1999 and provided a tremendous service in terms of cell sorting until that time |  | Unknown | Unknown | Unknown
| Veterinary Medicine | N/A | 3D Printing and Regenerative Medicine Laboratory | https://www.lsu.edu/vetmed/3dprinting_regenerative_medicine/index.php | The laboratory of 3D printing and Regenerative medicine is focused on the design and development of new alternatives to standard treatment solutions. There are different areas of research on which we are currently working: 3D printing of custom devices, 3D bio-printing of a new drug delivery system, and evaluation of the Platelet-Rich Plasma in regenerative medicine. To inquire about collaborating with us please contact us via email for scheduling | N/A | N/A |  | Unknown | Unknown | Unknown
| Veterinary Medicine | N/A | Biological Safety Laboratory – Level 3 | https://www.lsu.edu/ehs/research-safety/biological-safety/ | This facility (approximately 1,200 sq.ft.) is available for multiple faculty use and is managed by the LSU SVM Biosafety Committee and LSU Biosafety Office. Renovated in 2009, it is a fully equipped and self-contained laboratory suitable to conduct high containment infection experiments In vitro, with small animals (ABSL-3), and in arthropod vectors (ACL-3). The suite contains two class 11 B2 and one class 11 A2 biological safety cabinets, two glove boxes, two environmental chambers, two animal microisolator units with individual cage HEPA filtered supply and exhaust air, two dual-chamber C02 incubators, centrifuges (including an ultra-speed), bright field and inverted microscopes, water baths, refrigerators, freezers, balance, pH meter and computer. The laboratory is certified and registered with the CDC and USDA for select agent work. As such, all users must complete a biological safety and security training program and clear a background check before being authorized to use the facility.” | N/A | N/A |  | Unknown | Unknown | Unknown
| Veterinary Medicine | N/A | Statistical Services Unit | https://itservice.lsu.edu/TDClient/30/Portal/Requests/ServiceDet?ID=683 | The School of Veterinary Medicine relies on its Statistical Services Unit (SSU) to assist SVM researchers throughout the process of collecting, summarizing and analyzing data. | N/A | N/A |  | Xue Wen | xwen12@lsu.edu | 89419
| Veterinary Medicine | Equine Health Studies Program (EHSP) | Laboratory for Equine and Comparative Orthopedic Research | https://www.lsu.edu/vetmed/lecor/index.php | Laboratory for Equine and Comparative Orthopedic Research is a multifaced, state of the art laboratory for the study of orthopedic injury and disease. The EHSP and the equine clinic at the LSU Veterinary Teaching Hospital supports the mission by providing state-of-the-art diagnostic and therapeutic solutions for critically ill and injured horses in Louisiana and the surrounding region. Known for its incredible variety and diversity, Louisiana boasts a rich multi-disciplined equine industry, which is embraced by the EHSP team. Horses with different backgrounds and levels of training are all welcomed by a Board-Certified team of veterinarians, technicians and caretakers. | Biomechanics | Two materials testing systems are available within the LECOR. They are used for mechanical testing of medical devices and materials. Several devices designed and tested in the laboratory have received patents. The GraftGrab, a device to fix soft tissue to bone for anterior cruciate ligament reconstruction surgery, was recently patented by LSU. Current studies include testing devices to repair broken bones in horses and humans. The Graft Grab is licensed to Tesa Medical, Inc. |  | Unknown | Unknown | Unknown
| Veterinary Medicine | Equine Health Studies Program (EHSP) | Laboratory for Equine and Comparative Orthopedic Research | https://www.lsu.edu/vetmed/lecor/index.php | Laboratory for Equine and Comparative Orthopedic Research is a multifaced, state of the art laboratory for the study of orthopedic injury and disease. The EHSP and the equine clinic at the LSU Veterinary Teaching Hospital supports the mission by providing state-of-the-art diagnostic and therapeutic solutions for critically ill and injured horses in Louisiana and the surrounding region. Known for its incredible variety and diversity, Louisiana boasts a rich multi-disciplined equine industry, which is embraced by the EHSP team. Horses with different backgrounds and levels of training are all welcomed by a Board-Certified team of veterinarians, technicians and caretakers. | Cell/Tissue Culture for Tissue Regeneration | Tissue regeneration with stem cells is a major focus in the laboratory. There are a number of ongoing investigations to determine the properties of different stem cells and to select the best stem cell/carrier combinations to grow tissues like bone, ligament and cartilage. Members of the laboratory are also studying differences in stem cells from species like the horse and cat. This information is important to develop stem cell therapies for the repair of tissue damaged by injury or disease. |  | Unknown | Unknown | Unknown
| Veterinary Medicine | Equine Health Studies Program (EHSP) | Laboratory for Equine and Comparative Orthopedic Research | https://www.lsu.edu/vetmed/lecor/index.php | Laboratory for Equine and Comparative Orthopedic Research is a multifaced, state of the art laboratory for the study of orthopedic injury and disease. The EHSP and the equine clinic at the LSU Veterinary Teaching Hospital supports the mission by providing state-of-the-art diagnostic and therapeutic solutions for critically ill and injured horses in Louisiana and the surrounding region. Known for its incredible variety and diversity, Louisiana boasts a rich multi-disciplined equine industry, which is embraced by the EHSP team. Horses with different backgrounds and levels of training are all welcomed by a Board-Certified team of veterinarians, technicians and caretakers. | N/A | N/A |  | Unknown | Unknown | Unknown
| Veterinary Medicine | N/A | Laboratory for Equine & Comparative Orthopedic Research (LECOR) | https://www.lsu.edu/vetmed/lecor/index.php | The Laboratory for Equine and Comparative Orthopedic Research is a multifaceted, state of the art laboratory for the study of orthopedic injury and disease. Areas in the laboratory are dedicated to various kinds of testing including microstructure, gene expression, cell/tissue culture, mechanical properties and motion analysis.The wide range of research in the LECOR supports a variety of opportunities for graduate students and research trainees at all levels. | N/A | N/A |  | Mandi Lopez | mlopez@lsu.edu | 89551
| Veterinary Medicine | Equine Health Studies Program (EHSP) | Laboratory for Equine and Comparative Orthopedic Research | https://www.lsu.edu/vetmed/lecor/index.php | Laboratory for Equine and Comparative Orthopedic Research is a multifaced, state of the art laboratory for the study of orthopedic injury and disease. The EHSP and the equine clinic at the LSU Veterinary Teaching Hospital supports the mission by providing state-of-the-art diagnostic and therapeutic solutions for critically ill and injured horses in Louisiana and the surrounding region. Known for its incredible variety and diversity, Louisiana boasts a rich multi-disciplined equine industry, which is embraced by the EHSP team. Horses with different backgrounds and levels of training are all welcomed by a Board-Certified team of veterinarians, technicians and caretakers. | Laminitis and Stem Cells | The laminitis project is about characterizing equine hoof laminar progenitor cells from normal and laminitic hooves. Involved assays are cell doubling assays, differentiation assays, qRT-PCR, flow cytometry, transmission electron microscopy (TEM) and Scanning electron microscopy (SEM) assays. We found those cells share similar in vitro cell expansion and plasticity with other reported progenitor cells and they present both ectodermal and mesodermal characteristics. |  | Unknown | Unknown | Unknown
| Veterinary Medicine | Equine Health Studies Program (EHSP) | Laboratory for Equine and Comparative Orthopedic Research | https://www.lsu.edu/vetmed/lecor/index.php | Laboratory for Equine and Comparative Orthopedic Research is a multifaced, state of the art laboratory for the study of orthopedic injury and disease. The EHSP and the equine clinic at the LSU Veterinary Teaching Hospital supports the mission by providing state-of-the-art diagnostic and therapeutic solutions for critically ill and injured horses in Louisiana and the surrounding region. Known for its incredible variety and diversity, Louisiana boasts a rich multi-disciplined equine industry, which is embraced by the EHSP team. Horses with different backgrounds and levels of training are all welcomed by a Board-Certified team of veterinarians, technicians and caretakers. | Motion Analysis | The LECOR is one of a handful of laboratories in the United States that has the ability to perform comprehensive motion analysis in multiple species, including the horse. This allows laboratory members to test different ways to reduce pain from conditions like osteoarthritis and navicular disease. Various medicines, shoeing techniques and integrative medicine approaches are tested to determine how well they reduce lameness and restore normal gait. We are also working on a computer program to match horses with riders for physical therapy by determining the amount of force horses transfer to the rider as they move. We used a three-dimensional motion analyzer system to quantify wrist extension, radial-ulnar deviation and range of motion using digital devices and compared them to their traditional counterparts, in dominant and non-dominant hands of male and female professionals. |  | Unknown | Unknown | Unknown
| Veterinary Medicine | Equine Health Studies Program (EHSP) | Laboratory for Equine and Comparative Orthopedic Research | https://www.lsu.edu/vetmed/lecor/index.php | Laboratory for Equine and Comparative Orthopedic Research is a multifaced, state of the art laboratory for the study of orthopedic injury and disease. The EHSP and the equine clinic at the LSU Veterinary Teaching Hospital supports the mission by providing state-of-the-art diagnostic and therapeutic solutions for critically ill and injured horses in Louisiana and the surrounding region. Known for its incredible variety and diversity, Louisiana boasts a rich multi-disciplined equine industry, which is embraced by the EHSP team. Horses with different backgrounds and levels of training are all welcomed by a Board-Certified team of veterinarians, technicians and caretakers. | Pancreatic Differentiation Beads | Establishment of pancreatic islet from feline reproductive organ-derived mesenchymal cells. Magnetic beads were embedded within pancreatic islet to limit mobilization and allow tracking following implantation. |  | Unknown | Unknown | Unknown
| Human Sciences & Education | Kinesiology | Motor Behavior and Cognition Laboratory (MoBeCoLab) | https://www.lsu.edu/chse/kinesiology/research_labs/motor-behavior.php | The Motor Behavior and Cognition Laboratory, temporarily housed in B1B and B1C in the Gym Armory, focuses on further the understanding how the human brain controls movement under altered conditions such as brain injuries, diseases, and aging. A major focus of the lab is the control of upper limb movements. We conduct basic and applied research to measure visually guided movements and finely graded forces, as well as cognitive and psychological correlates of these motor functions. | N/A | BioPac MP160WSW biomedical data recording system with AcqKnowledge software and DA100C amplifier BioPac TSD121C Hand Dynamometer for isometric force recordings BioPac SuperLab stimulus presentation system, including Cedrus response box RB-740 for choice reaction experiments 2 Leap Motion Tracker for finger and hand motion capture recordings 1 Alienware VR Gaming PC for virtual reality experiments 1 Oculus Rift + Touch system for 3D-virtual reality experiments 1 OPTIMA joystick for manual control experiments |  | Marc Dalecki | mdalecki@lsu.edu | 86087
| Pennington Biomedical Research Center | N/A | Botanical Dietary Supplements Research Center (BDSRC) | https://www.pbrc.edu/research-and-faculty/centers-and-institutes/botanicals/ | Botanical Dietary Supplements Research Center (BDSRC) - The mission of the Botanical Dietary Supplements Research Center is to pursue an integrated understanding of the molecular, cellular, and physiological mechanisms by which select botanicals may prevent or reverse the development of insulin resistance, the key pathophysiologic feature of the metabolic syndrome. | N/A | N/A |  | Need Information | Need Information | Need Information
| Pennington Biomedical Research Center | N/A | Center for Biomedical Research Excellence (COBRE) | https://www.pbrc.edu/research-and-faculty/centers-and-institutes/cobre/ | Center for Biomedical Research Excellence (COBRE) - The mission of the Pennington Center of Biomedical Research Excellence (COBRE) is to expand the critical mass of scientists in Louisiana focused on advancing our understanding of the cellular and molecular mechanisms of metabolic disease. | N/A | N/A |  | Need Information | Need Information | Need Information
| Pennington Biomedical Research Center | N/A | IDRP Core | https://www.pbrc.edu/research-and-faculty/centers-and-institutes/idrp/ | This Institute is currently involved in a wide range of studies aimed at understanding the causes of brain aging and identifying the basis by which aging promotes the development of dementia, focusing on lifestyle choices as modulators of cognition. Secondary emphasis is understanding the basis for frailty and falls in elderly with and without dementia. | N/A | N/A |  | Need Information | Need Information | Need Information
| Pennington Biomedical Research Center | N/A | Nutrition Obesity Research Center (NORC) | https://www.pbrc.edu/research-and-faculty/centers-and-institutes/norc/ | Nutrition Obesity Research Center (NORC) | N/A | N/A |  | Need Information | Need Information | Need Information
| Pennington Biomedical Research Center | N/A | Clinical Chemistry | https://www.pbrc.edu/research-and-faculty/core-services/?serviceid=60 | Clinical Chemistry | N/A | N/A |  | Need Information | Need Information | Need Information
| Pennington Biomedical Research Center | N/A | Comparative Biology & Animal Metabolism & Behavior | https://www.pbrc.edu/research-and-faculty/core-services/animal-metabolism-and-behavior-core-1.aspx | Comparative Biology & Animal Metabolism & Behavior | N/A | N/A |  | Need Information | Need Information | Need Information
| Pennington Biomedical Research Center | N/A | Genomics | https://gcf.pbrc.edu/GCFMain.aspx | Genomics | N/A | N/A |  | Need Information | Need Information | Need Information
| Pennington Biomedical Research Center | N/A | Imaging/MRS | https://www.pbrc.edu/research-and-faculty/core-services/imaging-core.aspx | Imaging/MRS | N/A | N/A |  | Need Information | Need Information | Need Information
| Pennington Biomedical Research Center | N/A | Mass Spectrometry | https://www.pbrc.edu/research-and-faculty/core-services/mass-spectometry-core.aspx | Mass Spectrometry | N/A | N/A |  | Need Information | Need Information | Need Information
| Pennington Biomedical Research Center | N/A | Metabolic Kitchen | https://www.pbrc.edu/research-and-faculty/core-services/metabolic-research-kitchen-core.aspx | Metabolic Kitchen | N/A | N/A |  | Need Information | Need Information | Need Information
| Pennington Biomedical Research Center | N/A | Transgenics | https://www.pbrc.edu/research-and-faculty/core-services/transgenics-core-rev.aspx | Transgenics | N/A | N/A |  | Need Information | Need Information | Need Information
| Pennington Biomedical Research Center | N/A | Cell Biology, Cell Imaging and Cell Culture | https://www.pbrc.edu/research-and-faculty/core-services/cell-biology-and-bioimaging-core-section/ | Cell Biology, Cell Imaging and Cell Culture - The mission of this core is to provide cell culture facilities, equipment, and expertise to investigators requiring such services, as well as, state-of the- art bioimaging-, histological-, and flow cytometry-related instrumentation and support to facilitate data collection and analysis by current and future Pennington Biomedical PIs and their staff. | N/A | N/A |  | Need Information | Need Information | Need Information
| Pennington Biomedical Research Center | N/A | Exercise Testing | https://www.pbrc.edu/research-and-faculty/core-services/exercise-testing-core-rev.aspx | Exercise Testing | N/A | N/A |  | Need Information | Need Information | Need Information
| Pennington Biomedical Research Center | N/A | Recruiting | https://www.pbrc.edu/research-and-faculty/core-services/recruiting-core-rev.aspx | Recruiting | N/A | N/A |  | Need Information | Need Information | Need Information
| Pennington Biomedical Research Center | N/A | Clinical Trials Unit | Clinical Trials Unit | Clinical Trials Unit | N/A | N/A |  | Need Information | Need Information | Need Information
| Pennington Biomedical Research Center | N/A | Database Management | https://www.pbrc.edu/research-and-faculty/core-services/database-management-core-rev.aspx | Database Management | N/A | N/A |  | Need Information | Need Information | Need Information
| Pennington Biomedical Research Center | N/A | Dietary Assessment and Food Analysis | https://www.pbrc.edu/research-and-faculty/core-services/nutritional-epidemiology-dietary-assessment-and-nutrition-counseling.aspx | Dietary Assessment and Food Analysis | N/A | N/A |  | Need Information | Need Information | Need Information
| Coast & Environment | N/A | Seascape Ecology Lab | https://www.seascapelab.com/ | Their interests reside at the interface of animal biology, marine ecology, and ecological modeling. The lab seeks to understand how interconnected marine communities respond to global climate changes, and how best to conserve and restore natural marine resources in an uncertain future. | N/A | N/A |  | Dan Holstein | dholstein1@lsu.edu | 86371
| Coast & Environment | N/A | Transboundary Aquatic and Coastal Ecology (TRACE) Lab | https://www.stevemidway.com/ | TRACE Lab investigate species and ecosystem-level questions, of fishes inhabiting headwater streams to coastal and offshore habitats. They ask basic questions about reproductive biology and strategies, stock structure, and life history; however, they simultaneously investigate macroscale ecological drivers. For example, they may use multiple data sets to inform transboundary and continental-scale ecological patterns, such as cross-scale interactions (CSIs). A diversity of statistical analyses are used, with a focus on hierarchical models and Bayesian estimation procedures for improving some of the historical shortcomings of statistical modeling (all while producing reproducible research). They collaborate with a wide range of academic agency personnel, in order to help maximize the use of data and make new discoveries. | N/A | N/A |  | Steve Midway | smidway@lsu.edu | 86458
| Engineering | Civil and Environmental Engineering | Windstorm Impact, Science and Engineering (WISE) Lab | https://faculty.lsu.edu/aly/ | The WISE Lab offers the following resources to research and industry: Aerodynamic Testing at High Reynolds Number. Aeroelastic Testing. Wind Load Analysis. Structural Dynamic Analysis. Damping Solutions. | Open-Jet Wind Facility | The Open-Jet Wind Facility allows for testing at high wind speeds. Blockage effects are usually minimized by using the open jet concept. The facility is suitable for large and full-scale testing that permits the determination of aerodynamic loads by eliminating scaling requirements and Reynolds number effects in particular. https://faculty.lsu.edu/aly/files/wise-flyer.pdf |  | Aly-Mousaad Aly | aly@lsu.edu | 86654
| Music & Dramatic Arts | N/A | N/A | N/A | N/A | N/A | N/A | N/A | N/A | N/A | N/A
| Science | Geology & Geophysics | High Magnification Imaging and Microanalysis Laboratory | https://www.lsu.edu/science/geology/graduate_students/current_students/facilities/index.php | Computer lab space with Linux based PCs often used for both commercial and open-source seismic processing software | N/A | N/A | No | Jeff Springer | jspringer1@lsu.edu | 84787
| Science | Geology & Geophysics | Subsurface and NSF Computation-Visualization Laboratories | https://www.lsu.edu/science/geology/graduate_students/current_students/facilities/index.php | Jeff can add more about the lab. It is a computer lab space with Linux based PCs often used for both commercial and open-source seismic processing software | Several PCs, VR headsets, topographic sand table, recording equipment | N/A | No | Jeff Springer | jspringer1@lsu.edu | 84787
| Science | Geology & Geophysics | Paleomagnetism Laboratory | https://www.lsu.edu/science/geology/graduate_students/current_students/facilities/index.php | Brooks Ellwood has an electromagnetically insulated lab space for measuring magnetic fields | magnetometer with Faraday cage, saws, drills, and collection tools | N/A | No | Brooks Ellwood | ellwood@lsu.edu | 83416
| Science | Geology & Geophysics | Petrographic and Optical Analysis Facilities | https://www.lsu.edu/science/geology/graduate_students/current_students/facilities/index.php | Classroom space with petrographic light microscopes, point-counting station for mineral compositions, cold cathode CL microscope, and other scopes with camera attachments for teaching and image capturing | petrographic microscopes, mounted cameras, projection equipment | N/A | No | Barb Dutrow, Darrell Henry | dutrow@lsu.edu glhenr@lsu.edu | Need Information
| Science | Geology & Geophysics | Sample Processing and Storage | https://www.lsu.edu/science/geology/graduate_students/current_students/facilities/index.php | The Rock Prep Lab and storage room house the equipment needed for cutting, crushing, pulverizing, seiving and sorting, mineral separation, and sample preparation for petrographic and microanalysis. | Tile, cutoff, and oil saws, seives and seive shaker, Braun crusher and pulverizer, Frantz magnetic separator, Gemeni water shaker table, Pelcon automated thin section machine and polisher, Beuhler rotary lap, various polishing grits and epoxies | N/A | No | Andrew Webb | awebb6@lsu.edu | 82946
| Science | Geology & Geophysics | X-Ray Crystallography Laboratory | https://www.lsu.edu/science/chemistry/research/x-ray.php | See: Chemistry X-ray Facility, redundant | N/A | N/A | No | Jon Snow | jesnow@lsu.edu | 82692
| Science | Geology & Geophysics | Geochemistry Laboratory | https://www.lsu.edu/science/geology/research_areas/geochemistry.php | G&G General Purpose Lab. Multi-use space for chemistry and clay smear prep | general chemistry lab equipment, oven, liquid nitrogen, chemical hoods, chemical storage | N/A | No | Wanda Leblanc | wleblan@lsu.edu | 82420
| Science | Physics & Astronomy | Multiple irradiation facilities (high-intensity radio-isotopic source irradiators having a maximum dose rate of 5000 R/min | https://www.lsu.edu/physics/research/facilities.php#:~:text=Multiple%20irradiation%20facilities | Include the following: self-contained Co-60 irradiator, pool-type Co-60 irradiator, and Eberline Cs-137 calibrator/irradiator. Neutron facilities include: a subcritical assembly for neutron physics experiments and Cf-252 sources (total isotope mass of about 60 micro-grams) stored in two separate neutron irradiators (scalar thermal neutron flux of about 5E6 n/cm2/s). | N/A | N/A | No | Rui Zhang | rzhang@lsu.edu | 82975
| Science | Chemistry | Chemistry Stockroom | https://www.lsu.edu/science/chemistry/people/department-chair-and-staff.php#:~:text=Nicole%20Reid-,Stockroom%20Coordinator%20%2D,-Williams%203rd%20Floor | Chemistry supplies | N/A | N/A | Yes | Anne Power-Donnarumma | apower@lsu.edu | 83301
| Science | Physics & Astronomy | Helium Cost Center | N/A | Liquid helium | N/A | N/A | Yes | Phil Adams | adams@phys.lsu.edu | 86847
| Science | Physics & Astronomy | Nitrogen Cost Center | N/A | Liquid nitrogen | N/A | N/A | Yes | Phil Adams | adams@phys.lsu.edu | 86847
| Science | Physics & Astronomy | Technical Services Group | N/A | Machine shop and electronics shop | N/A | N/A | Yes | Jill Juneau | juneau1@lsu.edu | 88877
| Coast & Environment | N/A | Fox Finders Lab |  |  | Unknown | Unknown | Unknown | Unknown | Unknown | Unknown
| Coast & Environment | N/A | LA Geographic Information Center | https://appl103.lsu.edu/dir/dirdept.nsf/AlphaListing?OpenAgent&lkey=000543 |  | Unknown | Unknown | Unknown | Unknown | Unknown | Unknown
| Coast & Environment | N/A | Plankton Laboratory |  |  | Unknown | Unknown | Unknown | Unknown | Unknown | Unknown
| Coast & Environment | N/A | Response and Chemical Hazard Assessment (RCAT) | https://www.lsu.edu/ehs/research-safety/chemical.php |  | Unknown | Unknown | Unknown | Unknown | Unknown | Unknown
| Human Sciences & Education | Kinesiology | Motor Skill Assessment & Intervention Laboratory | https://lsu.edu/chse/kinesiology/research_labs/motor-skill-assessement.php | TBA; B12 and B12A Gym Armory | TBA | TBA |  | Ryan Hulteen | rhulteen@lsu.edu | 89144
| Engineering | N/A | Viz Lab | https://design.lsu.edu/student-life/facilities/vizlab/ | The Chevron Reservoir Characterization/Visualization lab is a state of the art modeling and computational 3D reservoir characterization laboratory. The lab is equipped with high end computer workstations and $67 million worth Schlumberger softwares like Petrel, Intersect, Techlog, as well as other softwares like Simulia Abaqus, et cetera. The lab is used for teaching, research, senior design project work. It is in the process of upgrade to incorporate ‘immersive’ 3D visualization and tracking capabilities, which would be a unique and innovative addition to the College and LSU. | N/A | N/A |  | Ipsita Gupta | igupta@lsu.edu | 88468
| Engineering | N/A | Asphalt (Building Science Research) Lab | https://www.lsu.edu/eng/cee/research/facilities.php | The Asphalt lab is a research laboratory for preparing and testing asphalt binders and mixtures. The laboratory is located in room 1327 PFT and includes an asphalt mixer, sieves for aggregates, two ovens, a Superpave Gyratory Compactor, and a diamond saw for preparing asphalt mixtures’ samples. In addition, the lab includes setups to run the maximum specific gravity and bulk specific gravity tests for the volumetrics of the prepared asphalt samples. Besides, a Dynamic Shear Rheometer (DSR) and an AsphaltQube equipment are both available in this lab to run different performance tests on asphalt binder and mixture samples, respectively. The asphalt mixtures and binders can be tested in this lab to evaluate the performance against permanent deformation (rutting), fracture, fatigue cracking, reflective cracking, and low-temperature cracking. | N/A | N/A |  | Husam Sadek and Momen Mousa | hsadek1@lsu.edu; ; mragab1@lsu.edu | Unknown
| Engineering | N/A | Building Science Research Lab | https://www.lsu.edu/eng/cm/research/index.php | The Building Science Research Lab is a research laboratory for preparing and testing asphalt binders and mixtures. The laboratory is located in room 1327 PFT and includes an asphalt mixer, sieves for aggregates, two ovens, a Superpave Gyratory Compactor, and a diamond saw for preparing asphalt mixtures’ samples. In addition, the lab includes setups to run the maximum specific gravity and bulk specific gravity tests for the volumetrics of the prepared asphalt samples. Besides, a Dynamic Shear Rheometer (DSR) and an AsphaltQube equipment are both available in this lab to run different performance tests on asphalt binder and mixture samples, respectively. The asphalt mixtures and binders can be tested in this lab to evaluate the performance against permanent deformation (rutting), fracture, fatigue cracking, reflective cracking, and low-temperature cracking. | N/A | N/A |  | Husam Sadek and Momen Mousa | hsadek1@lsu.edu; ; mragab1@lsu.edu | Unknown
| Engineering | N/A | The MMR Advanced Materials and Methods Lab | https://www.lsu.edu/eng/news/2018/04/mmrribboncutting.php#:~:text=In%20the-,Advanced%20Materials%20and%20Methods%20Laboratory,-%2C%20researchers%20and%20students | The MMR Advanced Materials and Methods Lab is (approximately 2000 ft2) housed in the Department of Construction Management is managed by Dr. Marwa Hassan. This dedicated space is equipped with 4 explosion-proof fume hoods and is equipped with state-of-the-art equipment for characterizing and testing performance of sustainable materials and air quality analysis. The Laboratory also houses equipment for microencapsulation and bead synthesis. | N/A | N/A |  | Marwa Hassan | marwa@lsu.edu | 89189
| Engineering | N/A | The BIM Cave Laboratory | https://www.lsu.edu/eng/news/2018/04/mmrribboncutting.php#:~:text=management%20graduating%20class.-,The%20BIM%20%E2%80%9CCave,-%2C%E2%80%9D%20as%20it%20is | The BIM Cave laboratory hosts a CAVE-2 facility located on the second floor of the Patrick Taylor Hall on the LSU campus. The facility has a 20’-diameter circular formation with 44 55” OLED displays on a cluster of 11 MSI Vortex GTX 1080 and a Dell networking computer. The local network is controlled by a Dell Networking N3000 series switch. This facility provides a semi-immersive environment for research and education using virtual reality. The CAVE uses the Unreal Engine for creating virtual reality applications. The inner space of the CAVE can effectively accommodate about 15 people to explore virtual models. One user who takes the lead role uses a regular game controller to navigate through a virtual model. Others will view the model only. The entire display of the CAVE can be reconfigured into five sections, allowing users to view information in different format. For example, a BIM model, cost information, schedule information, energy consumption, and a VR model can be displayed simultaneously in the CAVE. In addition, the 2,400-square-foot laboratory is equipped with a multimedia system to support meetings and presentations. The laboratory is next to a BIM teaching lab. Students taking BIM courses can have easy access to the facility. | N/A | N/A |  | Yimin Zhu | yiminzhu@lsu.edu | 85373
| Engineering | N/A | The Climate Chamber | https://www.lsu.edu/eng/cm/academics/master-of-science/facilities.php#:~:text=the%20BIM%20CAVE.-,The%20climate%20chamber,-is%20a%2012 | The climate chamber is located in the engineering extension building. The climate chamber has three enclosed spaces including the main testing area, the control/resting area, and a mechanical room. The size of the testing area is about 13’9” (L) x 10’5” (W) x 9’ (H). The HVAC system in the test area can provide a temperature range of 60⸰F to 95⸰F with humidity from 30% to 90% (maximum 75⸰F dew point), slow air flow, and a low interior noise. There are two radiant panels in the testing area to support the simulation of additional heat sources. The testing area is adjacent to another air-conditioned lab space, the control/resting area, with controllable temperature and humidity as in a typical office. The HVAC system of the chamber is controlled using the Metasys by Johnson Controls. The Metasys can be accessed using a touch screen or a computer in the control/resting area, allowing users to set different parameters for experiments. Users may use other sensors such as temperature, humidity, and airflow sensors for local environmental control, and BIOPAC systems for collecting skin temperature, galvanic skin response, and ECG data of participants in the testing area. | N/A | N/A |  | Yimin Zhu | yiminzhu@lsu.edu | 85373
| Engineering | N/A | The Simulator Lab | https://www.lsu.edu/eng/cm/academics/master-of-science/facilities.php#:~:text=The%20Construction%20Equipment%20Simulator%20Lab | The Construction Equipment Simulator Lab has two CAT® simulators Advanced Construction Excavator Simulator System, each of which consists of three 43-inch Smart TV monitors, a frame, controls needed to operate the simulator, a computer, mouse, keyboard, software that supports four languages (English, Spanish, French and Chinese), and a motion system that allows users to feel vibration and movement when the simulated machine is running during training exercises. The system provides experience training exercises such as a Machine Walkaround, Controls Familiarization, Maneuvering the Machine, Maneuvering Hoisted Objects, Dig Footings, Bench Loading, Trenching, and Pipe Installation, and Clearing Debris Piles. Each exercise includes an option to use Grade Control and/or Open Training mode. Plus, record and report each simulator session so operators, instructors, and administrators can see the results. The system can help students understand how to analyze the different facets of productivity, cost estimating, maintenance schedules, and safety protocols through various equipment simulations, and can be utilized as a platform for equipment operator behavior-related research. | N/A | N/A |  | Chao Wang | chaowang@lsu.edu | 89175
| Human Sciences & Education | Kinesiology | Biomechanics/Neuromuscular Control Laboratory | https://www.lsu.edu/chse/kinesiology/research_labs/motor-behavior.php | Biomechanics/Neuromuscular Control Laboratory (Room B24 Gym Armory) - The Biomechanics and Neuromuscular Control lab is a 48ft x 80ft (3840 sq. ft) room with tall ceilings. The posterior 1/5 of the room contains a motor control physiology lab space. The anterior 1/5 of the space contains four workstations for graduate students. The middle 3/5 is used for data collection of gait, functional performance (strength, balance, proprioception), nerve conduction, and body movements. |  | 8 camera Vicon system 2 AMTI force platforms 10 channel Motion Lab EMG AMTI force platform 16 channel Run Technologies EMG system 2 AMTI ACUSWAY mobile force platform systems BioPac EMG system Biodex Dynamometer Biodex Balance System SD ATM2 3D trunk exercise system 3 sets of different Body weight support systems 2 Treadmills A computerized KT-2000 knee joint Anthrometer 2 x 4-channel amplifiers (QP511) to acquire EMG (8 total channels; Grass Technologies) Piano keyboard with MIDI interface |  | Nikita Kuznetsov | nikita@lsu.edu | 83845
| Human Sciences & Education | Kinesiology | Sensory Motor Control Laboratory | https://www.lsu.edu/chse/kinesiology/research_labs/motor-behavior.php#:~:text=Sensorimotor/Motor%20Control%20Laboratory | Unknown |  | 4 Camera Qualysis (3 at 240 Hz; 1 up to 1000 Hz) 3D digital camera PCRflex kinematic data collection system. An Applied Science Laboratories Binocular Eye tracking system with head-eye integration (60 Hz, model 501) A/D board to synchronize eye and body movement data PLATO visual occlusion spectacles Gans Sensory Organization Performance Package Dell DLP 3300MP Projector, recording device North Coast Medical Touch-Test Sensory hairs |  | Jan Hondzinski | jhondz1@lsu.edu | 89144
| Veterinary Medicine | N/A | DLAM: Division of Laboratory Animal Medicine (Ag Pastures/Farm Operations) | https://www.lsu.edu/vetmed/dlam/index.php | Unknown |  |  |  | Unknown | Unknown | Unknown
| Pennington Biomedical Research Center | N/A | Clinical Super Core | https://www.pbrc.edu/research-and-faculty/core-services/ | Clinical Super Core | N/A | N/A |  | Need Information | Need Information | Need Information
| Pennington Biomedical Research Center | N/A | Comparative Biology | https://www.pbrc.edu/research-and-faculty/core-services/comparative-biology-core.aspx | Comparative Biology | N/A | N/A |  | Need Information | Need Information | Need Information
| Coast & Environment | N/A | Atmospheric and Oceanic Circulation Lab | https://www.lsu.edu/cce/research/index.php#:~:text=Atmospheric%20and%20Oceanic%20Circulation%20Lab | Unknown | Unknown | Unknown |  | Unknown | Unknown | 86316
| Coast & Environment | N/A | Coastal Systems Ecology Lab | https://www.lsu.edu/cce/research/index.php#:~:text=Coastal%20Systems%20Ecology%20Lab | The Coastal Systems Ecology Lab is located in the Oceanography and Coastal Sciences department at Louisiana State University in Baton Rouge, LA. They study coastal ecosystems in Louisiana, Florida, and around the world. Much of their focus is on Wax Lake Delta, a newly emergent coastal deltaic floodplain in the coastal Louisiana. | N/A | N/A |  | Unknown | Unknown | Unknown
| Science | Chemistry | Glass Blowing Shop | https://appl103.lsu.edu/dir/dirdept.nsf/ListingView/000372?OpenDocument | The Glass Blowing Shop provides support to the faculty and researchers. The shop's primary mission is to design and fabricate prototypes of specialty laboratory equipment as well as repair existing types of glass apparatus and equipment. | N/A | N/A | Yes | Adrien Connangle | aconna1@lsu.edu | 83361
| Agriculture | Agricultural Chemistry | Ag Chemistry / AgCenter Biotechnology Laboratory | https://www.lsuagcenter.com/portals/our_offices/departments/ag-chemistry | The Department of Agricultural Chemistry provides analytical support for research and extension efforts of the LSU AgCenter as well as for the Louisiana Department of Agriculture and Forestry. Analyses are performed on plant and animal tissues, soil, water, feeds, fertilizers, pesticides, agricultural chemicals and agricultural commodities. The Agricultural Chemistry laboratory will analyze these sample types for the general public for a fee. The department also houses the AgCenter Biotechnology Laboratory which synthesizes and purifies peptides used in research. | Agilent GC/Triple Quad mass spectrometers |  | yes | Ted Gauthier | tgauthier@agcenter.lsu.edu | 225-353-9545
| Agriculture | Agricultural Chemistry | Ag Chemistry / AgCenter Biotechnology Laboratory | https://www.lsuagcenter.com/portals/our_offices/departments/ag-chemistry | The Department of Agricultural Chemistry provides analytical support for research and extension efforts of the LSU AgCenter as well as for the Louisiana Department of Agriculture and Forestry. Analyses are performed on plant and animal tissues, soil, water, feeds, fertilizers, pesticides, agricultural chemicals and agricultural commodities. The Agricultural Chemistry laboratory will analyze these sample types for the general public for a fee. The department also houses the AgCenter Biotechnology Laboratory which synthesizes and purifies peptides used in research. | Agilent Head Space GC/MS instrument |  | yes | Ted Gauthier | tgauthier@agcenter.lsu.edu | 225-353-9545
| Agriculture | Agricultural Chemistry | Ag Chemistry / AgCenter Biotechnology Laboratory | https://www.lsuagcenter.com/portals/our_offices/departments/ag-chemistry | The Department of Agricultural Chemistry provides analytical support for research and extension efforts of the LSU AgCenter as well as for the Louisiana Department of Agriculture and Forestry. Analyses are performed on plant and animal tissues, soil, water, feeds, fertilizers, pesticides, agricultural chemicals and agricultural commodities. The Agricultural Chemistry laboratory will analyze these sample types for the general public for a fee. The department also houses the AgCenter Biotechnology Laboratory which synthesizes and purifies peptides used in research. | ICP/OES spectrometers (Agilent and Perkin Elmer) |  | yes | Ted Gauthier | tgauthier@agcenter.lsu.edu | 225-353-9545
| Agriculture | Agricultural Chemistry | Ag Chemistry / AgCenter Biotechnology Laboratory | https://www.lsuagcenter.com/portals/our_offices/departments/ag-chemistry | The Department of Agricultural Chemistry provides analytical support for research and extension efforts of the LSU AgCenter as well as for the Louisiana Department of Agriculture and Forestry. Analyses are performed on plant and animal tissues, soil, water, feeds, fertilizers, pesticides, agricultural chemicals and agricultural commodities. The Agricultural Chemistry laboratory will analyze these sample types for the general public for a fee. The department also houses the AgCenter Biotechnology Laboratory which synthesizes and purifies peptides used in research. | Agilent ICP/MS instrument |  | yes | Ted Gauthier | tgauthier@agcenter.lsu.edu | 225-353-9545
| Agriculture | Agricultural Chemistry | Ag Chemistry / AgCenter Biotechnology Laboratory | https://www.lsuagcenter.com/portals/our_offices/departments/ag-chemistry | The Department of Agricultural Chemistry provides analytical support for research and extension efforts of the LSU AgCenter as well as for the Louisiana Department of Agriculture and Forestry. Analyses are performed on plant and animal tissues, soil, water, feeds, fertilizers, pesticides, agricultural chemicals and agricultural commodities. The Agricultural Chemistry laboratory will analyze these sample types for the general public for a fee. The department also houses the AgCenter Biotechnology Laboratory which synthesizes and purifies peptides used in research. | nitrogen analyzers |  | yes | Ted Gauthier | tgauthier@agcenter.lsu.edu | 225-353-9545
| Agriculture | Agricultural Chemistry | Ag Chemistry / AgCenter Biotechnology Laboratory | https://www.lsuagcenter.com/portals/our_offices/departments/ag-chemistry | The Department of Agricultural Chemistry provides analytical support for research and extension efforts of the LSU AgCenter as well as for the Louisiana Department of Agriculture and Forestry. Analyses are performed on plant and animal tissues, soil, water, feeds, fertilizers, pesticides, agricultural chemicals and agricultural commodities. The Agricultural Chemistry laboratory will analyze these sample types for the general public for a fee. The department also houses the AgCenter Biotechnology Laboratory which synthesizes and purifies peptides used in research. | cold vapor mercury analyzer |  | yes | Ted Gauthier | tgauthier@agcenter.lsu.edu | 225-353-9545
| Agriculture | Agricultural Chemistry | Ag Chemistry / AgCenter Biotechnology Laboratory | https://www.lsuagcenter.com/portals/our_offices/departments/ag-chemistry | The Department of Agricultural Chemistry provides analytical support for research and extension efforts of the LSU AgCenter as well as for the Louisiana Department of Agriculture and Forestry. Analyses are performed on plant and animal tissues, soil, water, feeds, fertilizers, pesticides, agricultural chemicals and agricultural commodities. The Agricultural Chemistry laboratory will analyze these sample types for the general public for a fee. The department also houses the AgCenter Biotechnology Laboratory which synthesizes and purifies peptides used in research. | analytical UPLC systems with UV and fluorescence detectors |  | yes | Ted Gauthier | tgauthier@agcenter.lsu.edu | 225-353-9545
| Agriculture | Agricultural Chemistry | Ag Chemistry / AgCenter Biotechnology Laboratory | https://www.lsuagcenter.com/portals/our_offices/departments/ag-chemistry | The Department of Agricultural Chemistry provides analytical support for research and extension efforts of the LSU AgCenter as well as for the Louisiana Department of Agriculture and Forestry. Analyses are performed on plant and animal tissues, soil, water, feeds, fertilizers, pesticides, agricultural chemicals and agricultural commodities. The Agricultural Chemistry laboratory will analyze these sample types for the general public for a fee. The department also houses the AgCenter Biotechnology Laboratory which synthesizes and purifies peptides used in research. | Thermo Fisher ion chromatography systems |  | yes | Ted Gauthier | tgauthier@agcenter.lsu.edu | 225-353-9545
| Agriculture | Agricultural Chemistry | Ag Chemistry / AgCenter Biotechnology Laboratory | https://www.lsuagcenter.com/portals/our_offices/departments/ag-chemistry | The Department of Agricultural Chemistry provides analytical support for research and extension efforts of the LSU AgCenter as well as for the Louisiana Department of Agriculture and Forestry. Analyses are performed on plant and animal tissues, soil, water, feeds, fertilizers, pesticides, agricultural chemicals and agricultural commodities. The Agricultural Chemistry laboratory will analyze these sample types for the general public for a fee. The department also houses the AgCenter Biotechnology Laboratory which synthesizes and purifies peptides used in research. | peptide synthesizers (2 Gyros Protein Technologies, 1 Biotage |  | yes | Ted Gauthier | tgauthier@agcenter.lsu.edu | 225-353-9545
| Agriculture | Agricultural Chemistry | Ag Chemistry / AgCenter Biotechnology Laboratory | https://www.lsuagcenter.com/portals/our_offices/departments/ag-chemistry | The Department of Agricultural Chemistry provides analytical support for research and extension efforts of the LSU AgCenter as well as for the Louisiana Department of Agriculture and Forestry. Analyses are performed on plant and animal tissues, soil, water, feeds, fertilizers, pesticides, agricultural chemicals and agricultural commodities. The Agricultural Chemistry laboratory will analyze these sample types for the general public for a fee. The department also houses the AgCenter Biotechnology Laboratory which synthesizes and purifies peptides used in research. | semi-prep HPLC system |  | yes | Ted Gauthier | tgauthier@agcenter.lsu.edu | 225-353-9545
| Agriculture | Audubon Sugar Institute | Analytical Lab Equipment | https://www.lsuagcenter.com/portals/our_offices/departments/audubon-sugar-institute | The LSU AgCenter Audubon Sugar Institute Central Laboratory is a core facility that provides basic and applied research expertise to support researchers in the LSU System, other academic institutions and the sugar and associated industries. | N/A | N/A |  | Gillian Eggleston | geggleston@agcenter.lsu.edu | 85230
| Agriculture | Audubon Sugar Institute | Analytical Lab Equipment | https://www.lsuagcenter.com/portals/our_offices/departments/audubon-sugar-institute | The LSU AgCenter Audubon Sugar Institute Central Laboratory is a core facility that provides basic and applied research expertise to support researchers in the LSU System, other academic institutions and the sugar and associated industries. | Automatic Polarimeters, Refractometers, Moisture Analyzers | Polarimeters are used to measure the optical rotation of sugars and carbohdrates in solution. Sugar refractometers are used to measure Brix or percantage dissolved/soluble solids in a variety of liquid and semi-solid substances including cane products. Moisture analyzers offer rapid moisture contents of solids. |  | Gillian Eggleston | geggleston@agcenter.lsu.edu | 85230
| Agriculture | Audubon Sugar Institute | Analytical Lab Equipment | https://www.lsuagcenter.com/portals/our_offices/departments/audubon-sugar-institute | High pressure Liquid Chromatography Unit (HPLC) for the analysis of sugars and High Pressure Ion Chromatography (HPIC) for the analysis of organic acids and cations. | Several High Pressure Liquid Chromatography (HPLC) units, GC and IC | Three HPLC Units all by Agilent. One system uses a diode array detector to measure organic acids, phenolic compounds, hydroxymethyl furfural, etc. The other two systems use refractive index detectors to measure mono and disaccharide sugars. One HPIC system by ThermoScientific to measure oligosaccharides and organic acids. One GC system by Agilent to measure alcohols and other volatile susbstances. |  | Gillian Eggleston | geggleston@agcenter.lsu.edu | 85230
| Agriculture | Audubon Sugar Institute | Analytical Lab Equipment | https://www.lsuagcenter.com/portals/our_offices/departments/audubon-sugar-institute | The LSU AgCenter Audubon Sugar Institute Central Laboratory is a core facility that provides basic and applied research expertise to support researchers in the LSU System, other academic institutions and the sugar and associated industries. | GC-MS | Three HPLC Units all by Agilent. One system uses a diode array detector to measure organic acids, phenolic compounds, hydroxymethyl furfural, etc. The other two systems use refractive index detectors to measure mono and disaccharide sugars. One HPIC system by ThermoScientific to measure oligosaccharides and organic acids. One GC system by Agilent to measure alcohols and other volatile susbstances. |  | Gillian Eggleston | geggleston@agcenter.lsu.edu | 85230
| Agriculture | Audubon Sugar Institute | Analytical Lab Equipment | https://www.lsuagcenter.com/portals/our_offices/departments/audubon-sugar-institute | The LSU AgCenter Audubon Sugar Institute Central Laboratory is a core facility that provides basic and applied research expertise to support researchers in the LSU System, other academic institutions and the sugar and associated industries. | Soxhlet-Automated Soxhlet Extractor | Soxhlet extractor can extract fats/lipids/proteins from varous biomass substances and allows the measurement of fats. |  | Gillian Eggleston | geggleston@agcenter.lsu.edu | 85230
| Agriculture | Audubon Sugar Institute | Analytical Lab Equipment | https://www.lsuagcenter.com/portals/our_offices/departments/audubon-sugar-institute | The LSU AgCenter Audubon Sugar Institute Engineering Laboratory is a core facility that provides basic and applied research expertise to support researchers in the LSU System, other academic institutions and the sugar and associated industries. | NIR Analyzer | Near Infra Red Spectroscopy analyzer is a benchtop instrument from Bruker. It is up-to-date and can measure pol, Brix, moisture, and mud in shredded cane samples. |  | Gillian Eggleston | geggleston@agcenter.lsu.edu | 85230
| Agriculture | Audubon Sugar Institute | Analytical Lab Equipment | https://www.lsuagcenter.com/portals/our_offices/departments/audubon-sugar-institute | High pressure Liquid Chromatography Unit (HPLC) for the analysis of sugars and High Pressure Ion Chromatography (HPIC) for the analysis of organic acids and cations. | Graphite Furnace Atomic Absorption | Used to measure mineral cations. Not operational. |  | Gillian Eggleston | geggleston@agcenter.lsu.edu | 85230
| Agriculture | Audubon Sugar Institute | Analytical Lab Equipment | https://www.lsuagcenter.com/portals/our_offices/departments/audubon-sugar-institute | High pressure Liquid Chromatography Unit (HPLC) for the analysis of sugars and High Pressure Ion Chromatography (HPIC) for the analysis of organic acids and cations. | Fluorescence Spectrophotometer | Varian Fluorescence Spectrometer used to measure fluorescent compounds in solution. Not operational. |  | Gillian Eggleston | geggleston@agcenter.lsu.edu | 85230
| Agriculture | Audubon Sugar Institute | Analytical Lab Equipment | https://www.lsuagcenter.com/portals/our_offices/departments/audubon-sugar-institute | High pressure Liquid Chromatography Unit (HPLC) for the analysis of sugars and High Pressure Ion Chromatography (HPIC) for the analysis of organic acids and cations. | FT-IR Spectrophotometer | Thermoscientific FT-IR Spectrophotometer. Not operational. |  | Gillian Eggleston | geggleston@agcenter.lsu.edu | 85230
| Agriculture | Audubon Sugar Institute | Analytical Lab Equipment | https://www.lsuagcenter.com/portals/our_offices/departments/audubon-sugar-institute | The LSU AgCenter Audubon Sugar Institute Central Laboratory is a core facility that provides basic and applied research expertise to support researchers in the LSU System, other academic institutions and the sugar and associated industries. | Spectrophotometer | Two UV-Vis spectrometers measure absorption from 200 to 800 nm and used for numerous biochemical assays including starch, color, mannitol, etc. |  | Gillian Eggleston | geggleston@agcenter.lsu.edu | 85230
| Agriculture | Audubon Sugar Institute | Analytical Lab Equipment | https://www.lsuagcenter.com/portals/our_offices/departments/audubon-sugar-institute | The LSU AgCenter Audubon Sugar Institute Central Laboratory is a core facility that provides basic and applied research expertise to support researchers in the LSU System, other academic institutions and the sugar and associated industries. | Micro-plate Reader | A BioTek Synergy Multimode Microplate Reader for multiple analysis of compounds including antioxidant capacities and mannitol. |  | Gillian Eggleston | geggleston@agcenter.lsu.edu | 85230
| Agriculture | Audubon Sugar Institute | Analytical Lab Equipment | https://www.lsuagcenter.com/portals/our_offices/departments/audubon-sugar-institute | High pressure Liquid Chromatography Unit (HPLC) for the analysis of sugars and High Pressure Ion Chromatography (HPIC) for the analysis of organic acids and cations. | Bomb Calorimeter | Paar Bomb Calorimeter to measure combustible solid samples and to measure the calorie content of biomass samples. |  | Gillian Eggleston | geggleston@agcenter.lsu.edu | 85230
| Agriculture | Audubon Sugar Institute | Analytical Lab Equipment | https://www.lsuagcenter.com/portals/our_offices/departments/audubon-sugar-institute | High pressure Liquid Chromatography Unit (HPLC) for the analysis of sugars and High Pressure Ion Chromatography (HPIC) for the analysis of organic acids and cations. | Muffle Furnace | Used to measure incinerated ash of numerous samples. |  | Gillian Eggleston | geggleston@agcenter.lsu.edu | 85230
| Agriculture | Audubon Sugar Institute | Analytical Lab Equipment | https://www.lsuagcenter.com/portals/our_offices/departments/audubon-sugar-institute | The LSU AgCenter Audubon Sugar Institute Central Laboratory is a core facility that provides basic and applied research expertise to support researchers in the LSU System, other academic institutions and the sugar and associated industries. | Particle Size Analyzer | Two particle size analyzer to measur particles in liquids and solids from 1 micrometer to 3 mm. One is by Cilas and the other by Malvern Instruments. |  | Gillian Eggleston | geggleston@agcenter.lsu.edu | 85230
| Agriculture | Audubon Sugar Institute | Audubon Sugar Pilot Plant | https://www.lsuagcenter.com/portals/our_offices/departments/audubon-sugar-institute | Audubon Sugar Institute’s Pilot Plant facility currently occupies approximately 7,000 square feet and is adjacent to all research laboratories where skilled technologists and engineers work on sugar processing operations daily. | Two sets of cane knives and a shredder | Manufactura des Implementos cane preparation system with cane knives and a shredder. Also has an crop receiving/storage area and a hopper. Can run various harvested biomasses up to 1 short ton per hour. |  | Gillian Eggleston | geggleston@agcenter.lsu.edu | 85230
| Agriculture | Audubon Sugar Institute | Audubon Sugar Pilot Plant | https://www.lsuagcenter.com/portals/our_offices/departments/audubon-sugar-institute | Audubon Sugar Institute’s Pilot Plant facility currently occupies approximately 7,000 square feet and is adjacent to all research laboratories where skilled technologists and engineers work on sugar processing operations daily. | Tandem mill consisting of 4, 4-roll mills | Manufactura des Implementos four tandem mill. Can run up to on short ton per hour with imbibition. Juice storage tank is attached at the end as well as fibrous waste, e.g., storage. Still need automation upgrading. |  | Gillian Eggleston | geggleston@agcenter.lsu.edu | 85230
| Agriculture | Audubon Sugar Institute | Audubon Sugar Pilot Plant | https://www.lsuagcenter.com/portals/our_offices/departments/audubon-sugar-institute | Audubon Sugar Institute’s Pilot Plant facility currently occupies approximately 7,000 square feet and is adjacent to all research laboratories where skilled technologists and engineers work on sugar processing operations daily. | Batch clarifier | Performs juice clarification. Has automatic addition of lime and flocculants which allows measurement of how much has been added. Can perform cold, hot, and intermediate temperature juice clarification. Still needs automation. |  | Gillian Eggleston | geggleston@agcenter.lsu.edu | 85230
| Agriculture | Audubon Sugar Institute | Audubon Sugar Pilot Plant | https://www.lsuagcenter.com/portals/our_offices/departments/audubon-sugar-institute | Audubon Sugar Institute’s Pilot Plant facility currently occupies approximately 7,000 square feet and is adjacent to all research laboratories where skilled technologists and engineers work on sugar processing operations daily. | Two single effect evaporators (5 sq. ft. and 75 sq. ft.) | Falling fill, Robert's-type vacuum evaporators typically used in the sugarcane industry in the USA. The smaller evaporator (5 sq. ft.) is used in training. |  | Gillian Eggleston | geggleston@agcenter.lsu.edu | 85230
| Agriculture | Audubon Sugar Institute | Audubon Sugar Pilot Plant | https://www.lsuagcenter.com/portals/our_offices/departments/audubon-sugar-institute | Audubon Sugar Institute’s Pilot Plant facility currently occupies approximately 7,000 square feet and is adjacent to all research laboratories where skilled technologists and engineers work on sugar processing operations daily. | Two sugar boiling pans (14 and 25 gallons; automated) | Calandria vacuum boiling pans for crystallization of sucrose. The smaller pan (14 gal capacity) is used for training. |  | Gillian Eggleston | geggleston@agcenter.lsu.edu | 85230
| Agriculture | Audubon Sugar Institute | Audubon Sugar Pilot Plant | https://www.lsuagcenter.com/portals/our_offices/departments/audubon-sugar-institute | Audubon Sugar Institute’s Pilot Plant facility currently occupies approximately 7,000 square feet and is adjacent to all research laboratories where skilled technologists and engineers work on sugar processing operations daily. | Three cooling crystallizers (30 gallons ea) | Two electric cooling cystrallizers and one steam cooling crystallizer. Used to grow existing crystals from a vacuum pan. Replicates sugar manufacturing technology. |  | Gillian Eggleston | geggleston@agcenter.lsu.edu | 85230
| Agriculture | Audubon Sugar Institute | Audubon Sugar Pilot Plant | https://www.lsuagcenter.com/portals/our_offices/departments/audubon-sugar-institute | Audubon Sugar Institute’s Pilot Plant facility currently occupies approximately 7,000 square feet and is adjacent to all research laboratories where skilled technologists and engineers work on sugar processing operations daily. | Two batch sugar centrifuges | Two batch sugar centrifuges used to separate molasses from crystals in sugar manufacture. Uses different size screens to obtain various grades and sizes of crystals. |  | Gillian Eggleston | tgauthier@agcenter.lsu.edu | 85230
| Agriculture | Audubon Sugar Institute | Audubon Sugar Pilot Plant | https://www.lsuagcenter.com/portals/our_offices/departments/audubon-sugar-institute | Audubon Sugar Institute’s Pilot Plant facility currently occupies approximately 7,000 square feet and is adjacent to all research laboratories where skilled technologists and engineers work on sugar processing operations daily. | Jeffry cane shredder | This is use to pre-shred sugarcane stalks and billets before extraction and can be used with as other biomass crops. |  | Gillian Eggleston | geggleston@agcenter.lsu.edu | 85230
| Agriculture | Audubon Sugar Institute | Audubon Sugar Pilot Plant | https://www.lsuagcenter.com/portals/our_offices/departments/audubon-sugar-institute | Audubon Sugar Institute’s Pilot Plant facility currently occupies approximately 7,000 square feet and is adjacent to all research laboratories where skilled technologists and engineers work on sugar processing operations daily. | Farrel cane sample mill | Sturdy Farrel 3-roll mill to crush sugarcane and other biomass to release juice and the fibrous by-product. |  | Gillian Eggleston | geggleston@agcenter.lsu.edu | 85230
| Agriculture | Audubon Sugar Institute | Audubon Sugar Pilot Plant | https://www.lsuagcenter.com/portals/our_offices/departments/audubon-sugar-institute | Audubon Sugar Institute’s Pilot Plant facility currently occupies approximately 7,000 square feet and is adjacent to all research laboratories where skilled technologists and engineers work on sugar processing operations daily. | French screw press | French Oil Machinery Compan screw press for extraction of juice from batch and small quantities of biomass. |  | Gillian Eggleston | geggleston@agcenter.lsu.edu | 85230
| Agriculture | Audubon Sugar Institute | Audubon Sugar Pilot Plant | https://www.lsuagcenter.com/portals/our_offices/departments/audubon-sugar-institute | Audubon Sugar Institute’s Pilot Plant facility currently occupies approximately 7,000 square feet and is adjacent to all research laboratories where skilled technologists and engineers work on sugar processing operations daily. | Tilby separator | Tilby separator system can receive, clean, billet, and process whole sugarcane. |  | Gillian Eggleston | geggleston@agcenter.lsu.edu | 85230
| Agriculture | Audubon Sugar Institute | Audubon Sugar Pilot Plant | https://www.lsuagcenter.com/portals/our_offices/departments/audubon-sugar-institute | Audubon Sugar Institute’s Pilot Plant facility currently occupies approximately 7,000 square feet and is adjacent to all research laboratories where skilled technologists and engineers work on sugar processing operations daily. | Cane splitter | Tilby Cane Splitter used to accurately center and split sugarcane stalk billets, regardless of billet size or shape. |  | Gillian Eggleston | geggleston@agcenter.lsu.edu | 85230
| Agriculture | Audubon Sugar Institute | Audubon Sugar Pilot Plant | https://www.lsuagcenter.com/portals/our_offices/departments/audubon-sugar-institute | Audubon Sugar Institute’s Pilot Plant facility currently occupies approximately 7,000 square feet and is adjacent to all research laboratories where skilled technologists and engineers work on sugar processing operations daily. | Chipper | Tilby Chipper cuts whole-stalk and billeted cane into chips. |  | Gillian Eggleston | geggleston@agcenter.lsu.edu | 85230
| Agriculture | Audubon Sugar Institute | Audubon Sugar Pilot Plant | https://www.lsuagcenter.com/portals/our_offices/departments/audubon-sugar-institute | Audubon Sugar Institute’s Pilot Plant facility currently occupies approximately 7,000 square feet and is adjacent to all research laboratories where skilled technologists and engineers work on sugar processing operations daily. | Two tumbling reactors | Two tumbling reactors for steam explosion reactions on cellulosic biomasses. |  | Gillian Eggleston | geggleston@agcenter.lsu.edu | 85230
| Agriculture | SPESS | Central Analytical Instruments Research Laboratory (CAIRL) | https://www.lsuagcenter.com/portals/our_offices/departments/spess/servicelabs/central%20analytical%20instruments%20research%20laboratory | CAIRL has a wide variety of analytical instruments to do various analyses of water quality, pollution chemistry and organic chemistry. For example, the Varion 3800C Gas Chromatography has an FID and ECD Detector and is customized to analyze gas samples mainly for CH4, CO2 and N2O. Another piece of equipment is the Pyrolysis GC/MS CDS 5000 pyroprobe attached inline with Varian 3900 GC and Saturn 2000 Maspec | Varion 3800C Gas Chromatography | Has an FID and ECD detector and customized to analyze gas samples mainly for CH4, CO2, and N2O. |  | Syam Dodla | Sdodla@agcenter.lsu.edu | 81347
| Agriculture | SPESS | Central Analytical Instruments Research Laboratory (CAIRL) | https://www.lsuagcenter.com/portals/our_offices/departments/spess/servicelabs/central%20analytical%20instruments%20research%20laboratory | CAIRL has a wide variety of analytical instruments to do various analyses of water quality, pollution chemistry and organic chemistry. For example, the Varion 3800C Gas Chromatography has an FID and ECD Detector and is customized to analyze gas samples mainly for CH4, CO2 and N2O. Another piece of equipment is the Pyrolysis GC/MS CDS 5000 pyroprobe attached inline with Varian 3900 GC and Saturn 2000 Maspec | Pryolysis GC/MS CDS 5000 pyroprobe attached inline with Varian 3900 GC and Saturn 2000 Masspec | GC/MS unit is integrated with a pyroprobe to facilitate analysis of non-volatile organic compounds, specifically for soil organic matter characterization studies. |  | Syam Dodla | Sdodla@agcenter.lsu.edu | 81348
| Agriculture | TAM | Textile Testing Laboratory | https://www.lsuagcenter.com/portals/our_offices/departments/tam/facilities_resources/textiles-testing-and-processing-laboratory/textile-testing-laboratory | Controlled environment lab to textile testing. Lab controlled to 70 ± 2oF and 65 ± 2% relative humidity. | Instron Tensile Tester | Instrong tensile tester with 2kN and 100N load cells for testing yarns and fabrics. Equipped with pneumatic fixtures for testing. |  | Bruce Cameron | bcameron1@lsu.edu | 82282
| Agriculture | TAM | Textile Testing Laboratory | https://www.lsuagcenter.com/portals/our_offices/departments/tam/facilities_resources/textiles-testing-and-processing-laboratory/textile-testing-laboratory | Controlled environment lab to textile testing. Lab controlled to 70 ± 2oF and 65 ± 2% relative humidity. | Martindale Abrasion Tester | An abrasion rub test to determine the durability of a fabric. The test will record the amount of times discs can oscillate a standard wool fabric before it starts to show distress. |  | Bruce Cameron | bcameron1@lsu.edu | 82282
| Agriculture | TAM | Textile Testing Laboratory | https://www.lsuagcenter.com/portals/our_offices/departments/tam/facilities_resources/textiles-testing-and-processing-laboratory/textile-testing-laboratory | Controlled environment lab to textile testing. Lab controlled to 70 ± 2oF and 65 ± 2% relative humidity. | Reflectance Colorimeter | Measures color by flashing light onto the surface of the sample and measuring the percentage of spectral reflectance of different wavelengths at 10 nanometer increments. |  | Bruce Cameron | bcameron1@lsu.edu | 82282
| Agriculture | RNR | Cooperative Fish and Wildlife Research Unit | https://www1.usgs.gov/coopunits/unit/Louisiana | The Louisiana Cooperative Fish and Wildlife Research Unit is located in the LSU School of Renewable Natural Resources in Baton Rouge. The Unit Cooperators include U.S. Geological Survey, LSU AgCenter, Louisiana Department of Wildlife and Fisheries, U.S. Fish and Wildlife Service, and the Wildlife Management Institute. | Valvometers | Equipment designed to monitor oyster valve opening behavior. 16 individuals can be monitored simultaneously. | NO | Romain Lavaud | rlavaud@agcenter.lsu.edu | 81348
| Agriculture | RNR | Composite Engineering | https://faculty.lsu.edu/wu/composite-engineering/index.php | The lab is to support continued advances in the science and technology of composite materials derived from natural resources; and to promote transfer of the new development to industry and government organizations in Louisiana, the nation, and the world. | composite manufacturing and testing | Extrusion, injection molding, compression molding, thermal mechanical analysis, electro-chemistry analysis, rheological analysis. | NO | Qinglin Wu | wuqing@lsu.edu | 2254859475
| Agriculture | RNR | Wood Durability Lab | https://faculty.lsu.edu/wu/wood-durability/index.php | The Wood Durability Laboratory (WDL) at the LSU AgCenter became an ISO 17025:2017 accredited laboratory for wood durability testing through the International Accreditation Services (IAS) accreditation system on March 1, 2008. The lab has been operating under ISO 17025 Guidelines for 14+ years. | lab and field testing facility for wood durability analysis | termite, fungi, corrosion, strength, chemical composition analysis for wood-based materials and composites | no | Qinglin Wu | wuqing@lsu.edu | 2254859475
| Agriculture | Entomology | Shared Instrument Lab | https://www.lsuagcenter.com/portals/our_offices/departments/entomology | Laboratory contains shared bench space and instrumetns for moelcular applications and otehr applications requiring clean work environment | gas chromatograph - mass spetrometer | GC-MS primarily used for analysis of plant and insect volatiles and hydrocarbons | no | Mike Stout | mstout@agcenter.lsu.edu | 225-892-2972
| Humanities & Social Sciences | Geography & Anthropology | Cartographic Information Center | https://www.lsu.edu/cic/index.php | The Center, which is open to the general public, maintains a collection consisting of two main parts, material owned by the Department of Geography and Anthropology, and the GPO Federal Depository material housed under a selective housing agreement with the Regional Depository Library in LSU Library. The material in the Cartographic Information Center consists of maps, aerial photographs, globes, journals, monographs, slides, and atlases. Patrons using the collection include the faculty and students in the Department of Geography and Anthropology and from other geoscience departments (Geology and Geophysics, as well as the Coastal Studies Institute). Beyond the geosciences, the Center serves many patrons from the College of Design and the greater Louisiana State University community as well as local businesses, Louisiana state agencies, and the general public. | N/A | N/A |  | John Anderson | janders@lsu.edu | 86247
| Humanities & Social Sciences | Geography & Anthropology | Digital Imaging and Visualization in Archaeology (DIVA) Lab | https://www.lsu.edu/ga/labs/diva.php | Creating 3D replicas of artifacts from Underwater Maya project for Punta Gorda and Paynes Creek National Park, Belize, funded by AIA Site Preservation Grant. | N/A | N/A |  | Heather McKillop | hmckill@lsu.edu | 86178
| Humanities & Social Sciences | Geography & Anthropology | Forensic Anthropology and Computer Enhancement Services (FACES) | https://www.lsu.edu/faceslab/ | Provides forensic anthropology and forensic imaging services to agencies in Louisiana | N/A | N/A |  | Ginesse Listi | glisti1@lsu.edu | 83906
| Humanities & Social Sciences | Geography & Anthropology | Geomorphology Lab | https://www.lsu.edu/ga/labs/gemorphology.php | Interested in the erosional and depositional processes that shape Earth’s various landscapes, how landscapes evolve through time, and how humans interact and alter Earth’s physical and ecological systems. Within the group, research interests are broad, but generally fall into three main sub-disciplines: (1) Coastal and Aeolian Landscapes, (2) Fluvial Landscapes and Watershed Processes, and (3) Human Interactions with the Environment and Environmental Conservation. Our group utilizes cutting-edge technologies to obtain high-resolution field measurements of wind and water velocities and topographic/bathymetric surveys, and incorporate these data into morphodynamics models to better understanding the complex processes responsible for the origin and evolution of landscapes. | N/A | N/A |  | Kory Konsoer | kkonsoer@lsu.edu | 80891
| Humanities & Social Sciences | Geography & Anthropology | PAST Lab | https://faculty.lsu.edu/pastlab/index.php | Newest facility in the Geography and Anthropology Department with 2600 square feet of laboratory and office space containing all the necessary equipment to prepare carbonate samples for geochemical analysis and to collaborate on paleoclimate research. | Perkin Elmer 8300 Inductive Coupled Plasma Optical Emission Spectrophotometer (ICP-OES) | The PAST lab houses a Perkin Elmer 8300 Inductive Coupled Plasma Optical Emission Spectrophotometer (ICP-OES) for trace elemental analysis of Sr/Ca, Mg/Ca, and Ba/Ca in carbonates (corals, shells, foraminfera, and spelothems). The 8300 has radial and axial views of the plasma and simultaneous readings of a wide range of elemental wavelengths. We can analyze up to 200 samples in 24 hours including references. Samples are dissolved in 2% nitric acid and weighed on the microbalance to achieve a 20 ppm Ca concentration for ICP-OES analysis following the method of Schrag 1999. Our in-house gravmetric standard (IGS) has an analytical precision for Sr/Ca is 0.15% and for external coral references 0.16% for Porites lutea (Pl) and 0.18% for JCp-1. Accuracies for Sr/Ca are 0.09% for Pl and -0.15% for JCp-1. Barium in carbonates is a relatively new analyte for ICP-OES analysis and we are achieving accuracies and precisions similar to ICP-MS in coral and shell samples (IGS = 1.49%, Pl =4.67%, and 1.25% accuracy for JCp-1). If you are interested in using the ICP-OES for your project, please contact Kristine DeLong at kdelong@lsu.edu. |  | Kristine DeLong | kdelong@lsu.edu | 85836
| Humanities & Social Sciences | Geography & Anthropology | PAST Lab | https://faculty.lsu.edu/pastlab/index.php | Newest facility in the Geography and Anthropology Department with 2600 square feet of laboratory and office space containing all the necessary equipment to prepare carbonate samples for geochemical analysis and to collaborate on paleoclimate research. | Wet Lab | The PAST Lab has facilities for aqueous sample preparation including a Milli-Q water filtration system for deionized (Type 3) and ultrapure water (Type 1), and a fume hood rated for acids used in geochemical labs and all the required safety equipment. For cleaning specimens (shells, corals, bone, etc.), there is a large volume (19.5" x 11.5" x 6") Branson® ultrasonic cleaner (corals and their slabs) , a Branson 400 sonifier digital ultrasonic cell disruptor for removing organics without chemicals (corals, shells, bone), a small ultrasonic cleaner (slides and small shells), and a large drying oven. The wet lab also has votex mixers, hot plates, pipets (50 ml, 1000 ul, 500 ul, 10 ul), agate mortar and pestle, glass and plastic ware (LDPE and teflon) for chemical analyses (beakers, test tubes, bottles, carboys). |  | Kristine DeLong | kdelong@lsu.edu | 85836
| Humanities & Social Sciences | Geography & Anthropology | PAST Lab | https://faculty.lsu.edu/pastlab/index.php | Newest facility in the Geography and Anthropology Department with 2600 square feet of laboratory and office space containing all the necessary equipment to prepare carbonate samples for geochemical analysis and to collaborate on paleoclimate research. | Micro-Sampling System | The PAST Lab has a Taig 3000 Micromill driven by a SuperTech motors, controller, and computer system capable of precision movements in three directions (minimal step = 0.8 μm). The computer system interface is capable of importing drill paths drawn on X-rays for precise and reproducible paths for sampling corals, bivalves, speleothems, and other samples. The micromill allows users to regulate the speed and sampling depth in small increments, which helps reduce chipping and breaking during sampling and greatly improves the extraction of samples from fragile substrates. The micromill uses dental drill bits (1.4, 1.2, 1, 0.7, 0.5 mm) and diamond bits (0.5 mm for small samples). See our system in action, and check out a close up view of our system shaving coral powder. The lab also has a Dremel tool with flexi-shaft for cutting samples by hand for radiocarbon dating, uranium-thorium dating, and cutting larger pieces for other types of analyses (e.g., laser-ablation, annual bands in corals). |  | Kristine DeLong | kdelong@lsu.edu | 85836
| Humanities & Social Sciences | Geography & Anthropology | PAST Lab | https://faculty.lsu.edu/pastlab/index.php | Newest facility in the Geography and Anthropology Department with 2600 square feet of laboratory and office space containing all the necessary equipment to prepare carbonate samples for geochemical analysis and to collaborate on paleoclimate research. | Sectioning | The PAST lab has two low speed 5-inch diamond wheel saws for sectioning mollusk shells, fish otoliths, speleothems, and bone for microscopic and microsampling analysis. We also have two tile saws for larger samples and applications such as slabbing corals and speleothems for the micromill. We have different epoxies and molds for small or fragile samples. Cut samples can be mounted on glass slides for polishing to view banding patterns or for micromilling. We also have Mutvei solution for staining cross-sections. |  | Kristine DeLong | kdelong@lsu.edu | 85836
| Humanities & Social Sciences | Geography & Anthropology | PAST Lab | https://faculty.lsu.edu/pastlab/index.php | Newest facility in the Geography and Anthropology Department with 2600 square feet of laboratory and office space containing all the necessary equipment to prepare carbonate samples for geochemical analysis and to collaborate on paleoclimate research. | Tree Rings | The PAST lab has two Haglof increment borers (20 inch and 16 inch), core mounts, and sanding equipment for tree-ring studies. |  | Kristine DeLong | kdelong@lsu.edu | 85836
| Humanities & Social Sciences | Geography & Anthropology | PAST Lab | https://faculty.lsu.edu/pastlab/index.php | Newest facility in the Geography and Anthropology Department with 2600 square feet of laboratory and office space containing all the necessary equipment to prepare carbonate samples for geochemical analysis and to collaborate on paleoclimate research. | Imaging | Microscopes with digital cameras including a Zeiss microscope for shell cross-sections, tree-ring, microfossil, and sedimentological analyses, as well as a DinoXcope® digital microscope for capturing magnified images for analysis of variations in incremental banded hard body parts. The DinoXcope® is used with the micromill for detailed sampling work and documentation of sampling. |  | Kristine DeLong | kdelong@lsu.edu | 85836
| Humanities & Social Sciences | Geography & Anthropology | PAST Lab | https://faculty.lsu.edu/pastlab/index.php | Newest facility in the Geography and Anthropology Department with 2600 square feet of laboratory and office space containing all the necessary equipment to prepare carbonate samples for geochemical analysis and to collaborate on paleoclimate research. | EPSON Expression 10000 XL Scanner | An EPSON Expression 10000 XL scanner large format color scanner (1200 dpi) for scanning samples and transparent originals, as well as scanning tree cores for length analysis in WinDendro. A HP color laser printer is also available. Several Macintosh computers with Adobe Software for image analysis and figure creation as well as MatLab licenses for data processing and analysis. All computers have Microsoft Suite software (Word, Excel, PowerPoint). |  | Kristine DeLong | kdelong@lsu.edu | 85836
| Humanities & Social Sciences | Geography & Anthropology | PAST Lab | https://faculty.lsu.edu/pastlab/index.php | Newest facility in the Geography and Anthropology Department with 2600 square feet of laboratory and office space containing all the necessary equipment to prepare carbonate samples for geochemical analysis and to collaborate on paleoclimate research. | Mettler–Toledo XS3DU Microbalance | 1 microgram; for weighing samples for geochemical analysis as well as three other lower precision balances (Ohaus 0.001 g ) for weighing shells and other samples. |  | Kristine DeLong | kdelong@lsu.edu | 85836
| Humanities & Social Sciences | Geography & Anthropology | PAST Lab | https://faculty.lsu.edu/pastlab/index.php | Newest facility in the Geography and Anthropology Department with 2600 square feet of laboratory and office space containing all the necessary equipment to prepare carbonate samples for geochemical analysis and to collaborate on paleoclimate research. | Pneumatic Coring System | The PAST lab has a 4.445-cm pneumatic coring system with 40-cm core barrel with diamond drill bit that is operated by scuba tanks for coring corals on land or in water. The system has 100 feet of tubing and water pump system for clearing cutting while drilling. We also have HOBO data loggers (temperature and salinity). |  | Kristine DeLong | kdelong@lsu.edu | 85836
| Humanities & Social Sciences | Geography & Anthropology | PAST Lab | https://faculty.lsu.edu/pastlab/index.php | Newest facility in the Geography and Anthropology Department with 2600 square feet of laboratory and office space containing all the necessary equipment to prepare carbonate samples for geochemical analysis and to collaborate on paleoclimate research. | Micro-Sampling System | The PAST Lab has a Nexgen Vertical CNC mill system to micro-sample coral and shells. |  | Kristine DeLong | kdelong@lsu.edu | 85837
| Humanities & Social Sciences | Geography & Anthropology | PAST Lab | https://faculty.lsu.edu/pastlab/index.php | Newest facility in the Geography and Anthropology Department with 2600 square feet of laboratory and office space containing all the necessary equipment to prepare carbonate samples for geochemical analysis and to collaborate on paleoclimate research. | Ginder polisher | The PAST lab has a Buhler EcoMet 30 Single Manual grinder polisher for polishing shells to highlight the growth bands for micro-sampling. |  | Kristine DeLong | kdelong@lsu.edu | 85838
| Humanities & Social Sciences | Geography & Anthropology | SCIPP | https://www.lsu.edu/ga/labs/scipp.php | The Southern Climate Impacts Planning Program (SCIPP) is a south central United States focused climate hazards and research program whose mission is to increase the region’s resiliency and level of preparedness for weather extremes now and in the future. The area we serve includes the 6-state region of Oklahoma, Texas, Arkansas, Louisiana, Tennessee, and Mississippi. From severe storms, flooding, drought, hurricanes and storm surge, heat waves, wildfires, to winter storms, the South experiences among the nation’s most extensive collection of climate-related hazards with many southern states ranking at or near the top of the lists in disaster declarations and billion dollar disasters. | N/A | N/A |  | Barry Keim | keim@lsu.edu | 2364794
| Humanities & Social Sciences | Geography & Anthropology | TIGeRS Lab | https://faculty.lsu.edu/smeng/index.php | A research lab that focuses on applying remote sensing technologies to various fields such as coastal dynamics, plant health and disease, precision agriculture, morphological analysis, wetland erosion and restoration, image processing and feature extraction. Especially, the lab has accumulated various surveying equipment, UAV systems, LiDAR systems, thermal and multispectral cameras for fine scale mapping and monitoring. | N/A | N/A |  | Xuelian (Shelley) Meng | smeng@lsu.edu | 8-0487
| Humanities & Social Sciences | Psychology | Psychological Services Center (PSC) | https://www.lsu.edu/psc/index.php | The PSC is housed within the Psychology Department at LSU. The PSC is an on-campus training clinic for clinical and school psychology PhD students. We provide psychological services (e.g., assessment and therapy) to LSU students and children and adults in the Greater Baton Rouge Area and beyond. Our graduate student clinicians provide services to clients under the close supervision of faculty members who are licensed psychologists. | Psychological assessment and intervention | We have a number of standardized psychological assessments (e.g., for cognitive abilities like memory, intelligence, and attention and for psychological symptoms like depression, anxiety, and problem behaviors). We have manuals used for empirically supported psychological treatments. Our clinic is 22 rooms and includes a waiting room and 10 rooms used for assessment or therapy. We offer both in-person assessment and therapy/intervention services as well as telepsychology services. |  | Matthew Calamia | mcalamia@lsu.edu | 81494
| Humanities & Social Sciences | Communication Sciences and Disorders | LSU Speech, Language, Hearing Clinic | https://www.lsu.edu/hss/comd/clinic/index.php | The LSU Speech, Language, Hearing Clinic (LSU-SLHC) is part of the Department of Communication Sciences and Disorders (COMD) at LSU. It is an on-campus training clinic for both undergraduate and MA COMD students seeking to become speech language pathologists. We provide a variety of services (screening, diagnostic, and intervention) to both pediatrics and adults in the community. Our clinic also provides audiologic evaluations, as well as hearing aid fitting and dispensing, to LSU students, faculty members, and staff. Our student clinicians provide services to patients under the direct supervision of Clinical Faculty members who are licensed speech language pathologists and audiologists. | Speech, Language, and Hearing assessment and intervention | Equipment includes Audiometer, Tympanometer, Otoacoustic Emissions System, Visual Reinforcement Audiometry Stimulus, Real Ear Verification System, Portable Screening Audiometers, Otoscope, Video Stroboscopy System, Computerized Speech Lab, Nasometer. We have a sound treated booth used for comprehensive audiological evaluations. We have a number of standardized assessments used to diagnose a variety of speech, language, cognitive, and voice disorders across the lifespan. Our clinic is ADA compliant, has multiple pediatric and adult rooms including 2 ADL (Activities of Daily Living) suites for adult patients, and a waiting room. |  | Melissa Laslande | mtallo1@lsu.edu | 225-578-9054
| Coast & Environment | DOCS | Atmospheric and Oceanic Circulation Lab | https://www.lsu.edu/cce/research/index.php#:~:text=Atmospheric%20and%20Oceanic%20Circulation%20Lab | Coastal weather and Climate, atmospheric circulation variability, natural hazards and risks, tropical cyclone dynamics, surface-atmosphere interactions, synoptic meteorology and climatology. | Computer modeling lab | N/A |  | Robert Rohli | rohli@lsu.edu | 86346
| Coast & Environment | DOCS | Biophysical Ocean Modeling | https://chsharrison.wordpress.com/ | Physical, biogeochemical and ocean ecosystem modeling, applied mathematics, marine ecology, fisheries, climate impacts on marine ecosystems and fisheries, physical and biological transport, ecological dispersal, mesoscale biophysical interactions, geoengineering. | Computer modeling lab |  |  | Cheryl Harrison | cherylharrison@lsu.edu | 86425
| Coast & Environment | DOCS | Bloom Ecology Lab | N/A | Freshwater, estuarine and marine phytoplankton ecology, harmful algal blooms and food web contamination, phytoplankton-zooplankton interactions, global climate change. | N/A | N/A |  | Sibel Bargu Ates | sbargu@lsu.edu | 83334
| Coast & Environment | ENVS | Carbon Cycling Engineering | https://www.lsu.edu/cce/research/index.php#:~:text=Carbon%20Cycle%20Engineering | Energy, Climate policy, Carbon dioxide removal, Socio-ecology |  |  |  | Brian Snyder | snyderb@lsu.edu | 84559
Uncheck | Coast & Environment | DOCS | Coastal Hydrology and Hydrodynamics | https://matthewhiatt.wixsite.com/coastalhydrolsu | Louisiana's coastal environment is undergoing an unprecedented phase of wetland loss and degradation. To combat this, The Louisiana Coastal Master Plan aims to inject billions of dollars into coastal protection and restoration. One method - sediment diversions - aims to reconnect the Mississippi River water and its floodplain wetlands by building flow control structures through the levees. The goal with sediment diversions is to build land through natural processes. At Breton Sound, a large sediment diversion is being planned by the Louisiana Coastal protection and Restoration Authority. Our group is aiding in this effort by measuring water velocities and suspended sediment concentrations in the batture region of the planned diversion site. The batture is essentially a vegetated point bar that lies between the river and the levee system. Our initial results show evidence of flow re-circulation over the batture during high water. | N/A | N/A |  | Matt Hiatt | mhiatt1@lsu.edu | 86092
| Coast & Environment | DOCS | Coastal Studies Institute | https://www.lsu.edu/csi/index.php | The Coastal Studies Institute (CSI) at LSU maintains a field support facility staffed by experienced and professional technicians, divers, machinists, and engineers. The field support group works in a dedicated 8000 sq. ft. building housing separate space for maintenance and calibration laboratories, fabrication and machine shops, and equipment storage. Staff at LSU field support group has over 30 years of experiences of maintaining equipment in the shop and deploying the equipment in the field. Major equipment at CSI includes a fleet of small boats, acoustic Doppler velocimeters, acoustic Doppler current profilers, optical backscatter sensors, bottom-mounted pressure sensors, five bottom-boundary-layer instrumentation tripods and many others. | N/A | N/A |  | Kevin Xu | kxu@lsu.edu | 80389
| Coast & Environment | DOCS | Coastal Ocean Estuarine Dynamics Lab | https://oceandynamics.lsu.edu/who.htm | Coastal Ocean Estuarine Dynamics studies what is happening in the water in a similar way as meteorology in the air. In Coastal Ocean Estuarine Dynamics, water salinity, pressure (or depth), and temperature determine water density. Water density gradient and pressure gradient determine the forces that drive the coastal ocean and estuarine circulations which in turn affect the coastal ocean and estuarine ecosystem. | N/A | N/A |  | Chunyan Li | cli@lsu.edu | 83619
| Coast & Environment | DOCS | Coastal METeorology (COMET) Lab | https://faculty.lsu.edu/paulmiller/research.php | The LSU COMET Lab studies a variety coastal meteorological events described on their research page. The Lab consists of a large communal workspace with a local research cluster as well as the resources of LSU's High-Performance Computing unit. The COMET Lab occupies 600 square feet on the second floor of LSU's Energy, Coast, and Environment Building. The COMET Lab has unrestricted access to it's own computing cluster as well as shared access to the LSU HPC resources. | Computer modeling lab, meteorlogical equipment. | N/A |  | Paul Miller | pmiller1@lsu.edu | 82734
| Coast & Environment | ENVS | Colloids and Radiation Lab | https://www.lsu.edu/cce/research/index.php#:~:text=Colloids%20and%20Radiation%20Research | With the goal of developing new principles and technologies that can improve the quality of human life and lead to sustainable development, my research is focused on the fundamentals of colloid and surface science and radiation chemistry and physics, and their applications in environmental engineering and science. My current research interests include colloidal phenomena and contaminant transport modeling in environmental systems, radiation dosimetry and indoor air quality, and chemical and environmental process intensification. |  |  |  | Yong-Ha Kim | yonghakim1@lsu.edu | 84295
| Coast & Environment | DOCS | Coupled Ocean Modeling Group | https://faculty.lsu.edu/zxue/ | Uuse Coupled Ocean-Atmosphere-Wave and Sediment Transport Modeling system to understand sediment dynamics during extreme climate events. Use Coupled Physical-Biogeochemical Model to address issues of coastal ecosystem. Use Coupled Climate-Hydrological Model to assess climate change and climate events' impact on rivers and deltas. | Computer modeling lab | N/A |  | George Xue | zxue@lsu.edu | 81118
| Coast & Environment | DOCS | Earth Scan Lab | https://www.esl.lsu.edu/ | The mission of the Earth Scan Laboratory is to support research, education, and public service/emergency response with near real time or archival remotely sensed satellite data, including end-to-end processing, analysis, interpretation, and dissemination of relevant datasets. From its central location along the Gulf Coast, the ESL can capture satellite data covering the entire Gulf of Mexico, most of the Western Atlantic, the extreme Eastern Pacific, and the land mass from the Hudson Bay to the northern most part of South America. This data is permanently archived creating a growing record of environmental data for education, research, economic, and forensic applications. | N/A | N/A |  | Nan Walker | nwalker@lsu.edu | 82395
| Coast & Environment | DOCS | Ecosystem Modeling Lab | https://www.lsu.edu/cce/research/index.php#:~:text=Ecosystem%20Modeling%20Lab | Ecosystem modeling, biological oceanography, coastal eutrophication, hypoxia, impacts of climate change on coastal ecosystems. |  |  |  | Dubravko Justic | djusti1@lsu.edu | 86394
| Coast & Environment | ENVS | Environmental Planning, Policy and Governance Lab | https://www.lsu.edu/cce/research/index.php#:~:text=Environmental%20Planning%2C%20Policy%20and%20Governance%20Lab | Planning, land use change, sustainable transportation, transit, space and policy, economic geography, economic development, environmental governance, environmental policy, hazards, environmental law, law and planning, geographic information systems, social network analysis |  |  |  | Thomas Douthat | tdouthat1@lsu.edu | 84304
| Coast & Environment | DOCS | Field Support Group | https://www.lsu.edu/csi/fieldsupport1.php | The Coastal Studies Institute (CSI) at LSU maintains a field support facility staffed by experienced and professional technicians, divers, machinists, and engineers. The field support group works in a dedicated 8000 sq. ft. building housing separate space for maintenance and calibration laboratories, fabrication and machine shops, and equipment storage. Staff at LSU field support group has over 30 years of experiences of maintaining equipment in the shop and deploying the equipment in the field. Major equipment at CSI includes a fleet of small boats, acoustic Doppler velocimeters, acoustic Doppler current profilers, optical backscatter sensors, bottom-mounted pressure sensors, five bottom-boundary-layer instrumentation tripods and many others. | Fleet of small boats |  |  | Chris Cleaver | ccleav1@lsu.edu | 85869
| Coast & Environment | DOCS | Fisheries and Movement Ecology | https://www.lsu.edu/cce/research/index.php#:~:text=Fisheries%20and%20Movement%20Ecology | Movement ecology, fisheries science, population connectivity, stock assessment, seascape ecology, habitat use, early life of marine fishes. | Underwater ROVs, fish tag receivers. |  |  | Michael Dance | mdance1@lsu.edu | 81243
| Coast & Environment | DOCS | Geaux Viral Lab | https://brumlab.com/ | The Geaux Viral Lab studies marine viral ecology around the globe to understand the roles viruses play in shaping the world we live in. Though viruses are smaller than a wavelength of light, they are the most abundant biological entities in the ocean (over 200 million viruses per mouthful of seawater!) and affect all aspects of ocean life, primarily by infecting the numerous living microorganisms that inhabit the oceans. We investigate these marine viruses using metagenomic sequencing and microscopy, combined with field sampling, to understand what types of viruses are in the ocean and how they impact microbial ecology and biogeochemical cycles. | N/A | N/A |  | Kanchan Maiti | kmaiti@lsu.edu | 84531
| Coast & Environment | DOCS | Global Paleoecology Lab | https://www.lsu.edu/cce/research/index.php#:~:text=Global%20Paleoecology%20Lab | The Global Paleoecology Lab is housed in the Department of Oceanography and Coastal Sciences, School of the Coast and Environment. The over-arching theme of their research is global environmental change. They seek to address the question of how climate changes occurring over multiple timescales (from millennial to multidecadal) affect the geosphere-biosphere and how human societies respond to these environmental changes. Their research centers on producing paleoecological records of global environmental changes, and understanding the patterns and processes of these changes occurring in different components of the climate system (tropical cyclones, ENSO, monsoons, westerlies, arctic front). It is truly global in scope as it spans different continents of the world. | N/A | N/A |  | Kam-biu Liu | kliu1@lsu.edu | 88203
| Coast & Environment | DOCS | Hypoxia in the Northern Gulf of Mexico | https://gulfhypoxia.net/ | Hypoxia, or low oxygen, is an environmental phenomenon where the concentration of dissolved oxygen in the water column decreases to a level that can no longer support living aquatic organisms. Hypoxic areas, or “Dead Zones,” have increased in duration and frequency across our planet’s oceans since first being noted in the 1970s. The largest hypoxic zone currently affecting the United States, and the second largest hypoxic zone worldwide, is the northern Gulf of Mexico adjacent to the Mississippi River. | N/A | N/A |  | Nancy Rabalais | nrabal@lsu.edu | 88531
| Coast & Environment | DOCS | Stable Isotope Ecology Laboratory (Marine and Trophic Ecology) | https://www.lsu.edu/cce/research/labs/wbas.php | The facility has three continuous-flow isotope-ratio mass spectrometers (IRMS) dedicated to both bulk and compound-specific analysis of organic samples. The lab space is well equipped with standard materials and instruments for sample preparation of a wide range of sample types and the different aspects of amino acid hydrolysis, extraction, ion exchange column cleanup, and derivatization. | Three Thermo Delta continuous-flow isotope-ratio mass spectrometer (IRMS) with Elemental Analyzer (Costech ECS 4010) and Gas Bench (Thermo Finnigan GasBench II) | For bulk tissue and soil carbon and nitrogen stable isotope analysis as well as carbonate carbon and oxygen stable isotope analysis |  | Tommy Blanchard | tblanc9@lsu.edu | 89370
| Coast & Environment | DOCS | Marine Community Ecology Lab | http://glaspielab.com/ | Marine ecosystems are impacted by anthropogenic stressors such as climate change, habitat loss, and overfishing. An interdisciplinary approach is necessary to address real world problems related to sustainability. The Glaspie Lab's research integrates laboratory, field, and modeling approaches to address the question: how do habitat loss, ocean acidification, and climate change alter interactions between members of an ecological community, and what are the implications for humanity? | N/A | N/A |  | Cassandra Glaspie | cglaspie1@lsu.edu | 80379
| Coast & Environment | DOCS | Marine Geochemistry Laboratory | https://lsu.edu/cce/research/labs/marine-geochemistry.php | The current research is aimed towards understanding the fate and transport of different forms of carbon and other pollutants in coastal waters and the deep ocean. Oceans provide us with a special service known as the ‘biological pump.’ In essence, tiny creatures in the ocean called phytoplankton pull carbon dioxide from the ocean surface and convert it into food. Without this conversion, we would have 50% more carbon dioxide in the atmosphere today. However, it’s a delicate balance. If there’s too much nutrient in the ocean and phytoplankton process it, we end up with problems such as eutrophication, dead zones and ocean acidification. Their research seeks to understand the fate and transport of carbon at three critical ocean interfaces - the land-ocean; the sediment-water and surface-deep ocean using a suite of natural radioisotope tracers, in situ sampling and analytical techniques | Dissolved Inorganic carbon analyzer; Total Alkalinity titrator; PCO2 analyzer; alpha, beta, gama and liquid scintillation detctors; insitu microprofiler system, benthic lander system, sediment traps |  |  | Kanchan Maiti | kmaiti@lsu.edu | 84531
| Coast & Environment | DOCS | Marine Optics Lab | https://www.lsu.edu/cce/research/index.php#:~:text=Coast%20%26%20Environment%20Bldg-,Marine%20Optics%20Lab,-Eurico%20D%27Sa | Ocean color remote sensing, bio-optical properties of coastal and ocean waters, physical-biogeochemical interactions, coastal biogeochemical processes. |  |  |  | Eurico D'Sa | ejdsa@lsu.edu | 82520
| Coast & Environment | ENVS | Molecular Microbiology Lab | https://www.lsu.edu/cce/research/index.php#:~:text=Molecular%20Microbiology%20Lab | Research in how Vibrio spp. (V. parahaemolyticus, V. vulnificus, and V. cholerae) respond to environmental cues, including sea surface temperature, salinity, chlorophyll, turbidity, suspended particulate matter, and dissolved organic carbon. |  |  |  | Crystal Johnson | cnjohnson@lsu.edu | 89422
| Coast & Environment | DOCS | Ocean Dynamic & Biogeochemical Processes | https://faculty.lsu.edu/liang/index.php | They conduct numerical and theoretical studies of oceanic physical and biogeochemical processes in either an idealized setting or a realistic oceanic region. Their research is motivated by the need to better predict marine environment and climate under a changing climate and human activities. The numerical tools include a large eddy simulation model for ocean surface boundary layer, the Regional Ocean Modeling System, and the Coupled-Ocean-Atmosphere-Wave-Sediment Transport model. They also collaborate with sea-going oceanographers to synthesize in-situ observations and computer simulations. | Computer modeling lab | N/A |  | Jun-Hong Liang | jliang@lsu.edu | 87031
| Coast & Environment | ENVS | Phytoplankton Ecology Lab | https://www.lsu.edu/cce/research/index.php#:~:text=Coast%20%26%20Environment%20Bldg-,Phytoplankton%20Ecology%20Lab,-Sibel%20Bargu%20Ates | Phytoplankton ecology, water pollution, climate change | N/A | N/A |  | Edward Laws | edlaws@lsu.edu | 88800
| Coast & Environment | ENVS | Predictive Toxicology | https://www.lsu.edu/cce/research/index.php#:~:text=Predictive%20Toxicology | Characterizing differences in sensitivity to chemicals among species, identifying the specific mechanisms that drive those differences, and developing frameworks by which this knowledge can be used to guide more objective ecological risk assessments for native species of regulatory concern. My research combines in silico, in vitro, and in vivo assays, as well as toxicogenomics (transcriptomics, proteomics, metabolomics), for investigations of both model and non-model species of fish, amphibians, reptiles, and birds. | N/A | N/A |  | Jon Doering | jdoering@lsu.edu | 85553
| Coast & Environment | ENVS | Public Health Ecology Lab | N/A | Community structure, niche theory, disturbance/disaster ecology and multi-stressors in ecosystems, climate change and sea-level rise, intricate details of basic biology about how insects and spiders survive stressors, food webs and nutrient dynamics – from large scale to minuscule. | N/A | N/A |  | Linda Hooper-Bùi | lindabui@lsu.edu
| Coast & Environment | ENVS | Response and Chemical Hazard Assessment (RCAT) | https://www.lsu.edu/ces/ence/index.php | Partnering with the National Oceanic and Atmospheric Administration, or NOAA, to provide primary emergency response to chemical hazards in support of NOAA’s Office of Response and Restoration’s Emergency Response Division. | Four GC/MS analyzers, petroleum extraction instruments. | N/A |  | Kevin Armbrust | armbrust@lsu.edu | 84281
| Coast & Environment | ENVS | Remote Sensing and Geographic Information Science (RSGIS) Research | https://icar.lsu.edu/team/index.html | RSGIS Research Laboratory was established in August 2006 within the Department of Environmental Sciences, College of the Coast and Environment. Formerly the Computer Mapping Science Laboratory established in 1987, the new RSGIS Laboratory is now located in Rm. 2272, Energy, Coast and Environment Building. The RSGIS Lab mission is to support cutting-edge research and teaching in remote sensing, GIScience, and spatial modeling, and to use our knowledge to help solve environmental problems. | N/A | N/A |  | Nina Lam | nlam@lsu.edu | 86197
| Coast & Environment | DOCS | Seascape Ecology Lab | https://www.seascapelab.com/ | Their interests reside at the interface of animal biology, marine ecology, and ecological modeling. The lab seeks to understand how interconnected marine communities respond to global climate changes, and how best to conserve and restore natural marine resources in an uncertain future. | N/A | N/A |  | Dan Holstein | dholstein1@lsu.edu | 86371
| Coast & Environment | DOCS | Sediment Dynamics Lab | https://faculty.lsu.edu/kxu/ | The studies are focused on the understanding of how climatic and anthropogenic forcings impact a river's sediment discharge from its drainage basin, how sediment is transported by physical oceanographic processes (e.g., waves and currents), and how it is ultimately preserved in deltas, estuaries, wetlands, continental shelves and deeper water. | laser particle size analyzer |  |  | Kevin Xu | kxu@lsu.edu | 80389
| Coast & Environment | DOCS | Transboundary Aquatic and Coastal Ecology (TRACE) Lab | https://www.stevemidway.com/ | TRACE Lab investigate species and ecosystem-level questions, of fishes inhabiting headwater streams to coastal and offshore habitats. They ask basic questions about reproductive biology and strategies, stock structure, and life history; however, they simultaneously investigate macroscale ecological drivers. For example, they may use multiple data sets to inform transboundary and continental-scale ecological patterns, such as cross-scale interactions (CSIs). A diversity of statistical analyses are used, with a focus on hierarchical models and Bayesian estimation procedures for improving some of the historical shortcomings of statistical modeling (all while producing reproducible research). They collaborate with a wide range of academic agency personnel, in order to help maximize the use of data and make new discoveries. | N/A | N/A |  | Steve Midway | smidway@lsu.edu | 86458
| Coast & Environment | DOCS | Wavcis | http://www.wavcis.lsu.edu/ | The objective of WAVCIS (wave-current information system) is to provide wave information (sea state) including wave height, period, direction of propagation, water level, surge, near surface current speed and direction and meteorological conditions on a real time basis around the entire Louisiana coast. | N/A | N/A |  | Chunyan Li | cli@lsu.edu | 83619
| Coast & Environment | DOCS | Wetland and Aquatic Biogeochemistry Lab | https://faculty.lsu.edu/whitelab/index.php | Biogeochemical cycling of nutrients and contaminants in a range of aquatic systems including freshwater and coastal wetlands, lakes, estuaries and coastal inner shelf environments. Oxidation-reduction reactions, controlled by microbes in the soil/sediment, coupled with sorption control the fate of many contaminants in the environment. We study these processes in soil, sediments, water and biota over a wide range of scales including laboratory reactors, mesocosms as well as full-scale field sampling efforts | Seal Discrete Analyzer AQ300, Seal Discrete Analyzer AQII, Shimadzu ECD-GC for Nox, Shimadzu FID-GC for CH4 & CO2, Biotech microplte reader, incubator, High Speed Centrifuge. |  |  | John White | jrwhite@lsu.edu | 88792
| Coast & Environment | DOCS | Wetland Biogeochemistry Analytical Services (WBAS) | https://lsu.edu/cce/research/labs/wbas.php | The Wetland Biogeochemistry Analytical Services (WBAS) is a nonprofit analytical laboratory providing state of the art instrumental and classical wet analytical chemistry. As an operating unit, WBAS provides goods and services to Universities and industry for a fee based on actual incurred costs and which has a total annual direct cost of providing those goods and services. Started in 2005 for supporting University Research and Teaching, the Laboratory is located within the Louisiana State University’s School of the Coast and Environment and is defined as a university service center. We presently specialize in primary nutrient analysis | OI Analytical Flow Solutions IV auto analyzer. SEAL AA-500 Autoanalyzer. Agilent 5800 Inductively Coupled Plasma Optical Emission Spectrophotometer. Shimadzu TOC-L/TN Analyzer.Thermo Scientific Dionex Integrion HPIC Ion Chromatograph. Membrane Inlet Mass Spectrometer. Turner Designs Trilogy Fluorometer.Turner Designs TD-700 Fluorometer. Costech 1040 Elemental Combustion Analyzer. Milestone DMA-80 Mercury Analyzer. SRI 8610C gas chromatograph. Thermo Electron Helios UV-Vis Spectrophotometer. HACH Turbidity Meter. | Water quality nutrient analyses, N, P, C, Si. Carbon and Nitrogen content of sol and plant material. Chla determinations. Measurenet of N2O, CO2 and CH4 in gas samples. Assay determinations for a wide range of tests, currently used to determine enzyme activity in soil and sediments. Nutrient analyses of water, extracts and digests for C, N, P. |  | Thomas Blanchard | tblanc9@lsu.edu | 89370
| Coast & Environment | DOCS | Wetland Plant Ecology Lab | https://faculty.lsu.edu/quirklab/ | The Quirk lab focuses on how plants interact with their environment in wetland ecosystems. It examines both pattern and process at the micro- to landscape scale. It examines how plant and microbial processes contribute to nutrient and carbon cycling in natural, restored and created wetland ecosystems. They are also interested in how humans have altered the structure and function of wetlands. They use a combination of field, greenhouse, and laboratory studies to examine factors influencing plants and soils and linkages to hydrologically-connected ecosystems. | N/A | N/A |  | Tracy Quirk | tquirk@lsu.edu | 86426
| Coast & Environment | DOCS | Zooplankton and Ecology Laboratory | https://lsu.edu/cce/research/labs/zooplankton.php | The Zooplankton Ecology Laboratory at LSU is equipped with digital imaging systems, nets, and high-frequency acoustic instruments that can be used to count and identify zooplankton in the ocean or in preserved samples. They also direct the Gulf SERPENT Project, an innovative academic-industry-governmental partnership that uses industrial remotely operated vehicles on deepwater petroleum exploration and production facilities to study deep-sea biodiversity. They currently work with BP, Shell, and Anadarko. | N/A | N/A |  | Mark C. Benfield | mbenfie@lsu.edu | 86372
| Office of Research & Economic Development | Center for Computation and Technology | Lab 19: Uther- 1 Head Node & 4 Working Nodes | http://lab19.cct.lsu.edu/Equipment.html | Master node – Controls worker nodes – Manages parallel jobs – Exports file storage – Provides stable compilation and synthesis environment – Handles event logging, data acquisition and instrumentation – Always on-line • Worker nodes – Environment for experiments – Ephemeral – can be taken off line by researchers (sliding rails) – Reconfigurable and extensible (4U: plenty of space for add-on boards) | N/A | N/A |  | Maciej Brodowicz | maciek@cct.lsu.edu | 225 334 2457
| Office of Research & Economic Development | Center for Computation and Technology | Lab 19: Myrinet | http://lab19.cct.lsu.edu/Equipment.html
| Office of Research & Economic Development | Center for Computation and Technology | Lab 19: IBA | http://lab19.cct.lsu.edu/Equipment.html
| Office of Research & Economic Development | Center for Computation and Technology | Lab 19: DRC DS1004 Compute Node | http://lab19.cct.lsu.edu/Equipment.html | Standard configuration - 4U form factor - 4x 940-pin socket - 2x Opteron 875 - 2x RPU110-L160 - 8x 1GB DDR DRAM - Dual 1GigE ports - Myrinet NIC - PCIe FPGA board
| Office of Research & Economic Development | Center for Computation and Technology | Lab 19: HT-connected FPGA Module | http://lab19.cct.lsu.edu/Equipment.html | • RPU110-L160 by DRC • FPGA: Xilinx Virtex4 with 152,052 logic cells • RPware logic usage: 9-13% • HyperTransport 0, 1, 2 – 8bit @ 400MHz per link (DDR) – 3 physical links • On-board Memory – RLDRAM • 128MB @1.6GB/s peak • 18bit wide @200MHz (DDR) – DDR2 • up to 2GB @6.4GB/s • 144bit wide @200MHz (DDR) • Motherboard DRAM – Up to 4GB @6.4GB/s peak – 288bit wide @200MHz (DDR)
| Office of Research & Economic Development | Center for Computation and Technology | Lab 19: Avnet FPGA Board | http://lab19.cct.lsu.edu/Equipment.html | • Xilinx Virtex4 FX100 – 94,000 logic cells – 6 Mbit on-die block RAM – 160 DSP slices – Rocket I/O MGTs – Two PowerPC 405 cores • Memory – 16Mx32 bit DDR DRAM – 8Mx16 bit flash • Interfaces – 8-lane PCIe edge connector – SATA – USB 2.0 – 1 GigE PHY – RS-232 – Rocket I/O SMAs – JTAG
| Office of Research & Economic Development | Center for Computation and Technology | Lab 19: Power Aware Testbed | http://lab19.cct.lsu.edu/Equipment.html | • Goals: – An accessible and controllable hardware environment – Means for determining energy consumption – Tools for associating energy with computational demand • Power instrumentation – Wall plug power meters (120V AC) – Internal DC rail Hall-effect current sensors
| Office of Research & Economic Development | Center for Computation and Technology | Lab 19: Wall Plug Power Instrumentation | http://lab19.cct.lsu.edu/Equipment.html | • Revenue grade meter, class 0.5 (Yokogawa PR300) – 128 samples per power signal cycle • Measurement capabilities – Momentary RMS voltage and current – Momentary power (active, reactive, apparent) – Power factor – Energy (active, reactive, apparent) – Line frequency – Reset and min/max of most measured parameters • Remote access – RS-485 up to 19.1kbps – 4 protocols, including Modbus RTU – Ethernet connectivity via an external bridge (NET485)
| Office of Research & Economic Development | Center for Computation and Technology | Lab 19: Hall-Effect DC Rail Instrumentation | http://lab19.cct.lsu.edu/Equipment.html | • Configurable Texmate Tiger 320 meters – Input: 4-channel 50mV DC converter – Dual-slope 17 bit ADCs, up to 10 samples/s – Displays directly any 3 of 4 measured values – Min/max detection – RS-485 capable at up to 38.4kbps; ASCII and binary Modbus protocols • Non-invasive current probes – Closed-loop Hall effect sensors (0.45% accuracy, <0.15% linearity) – 1000:1 current conversion; 1A in circuit under test maps to 1mV at the meter when using 1ohm reference resistor – Four per node • Reconfigurable arrangement of measurement circuits – Any of distinct 3.3V, 5V and 12V power rails (more can be added) – Selection of individual circuits by reconnecting Faston tabs on EPS extension cables – Primarily for monitoring of motherboard power consumption, but can be extended to peripherals as well
| Office of Research & Economic Development | Center for Computation and Technology | Lab 19: Hall-Effect Sensor Installation | http://lab19.cct.lsu.edu/Equipment.html | • Meter access library – Modbus RTU protocol implementation – Encapsulation in TCP/IP packets • Power monitor daemon – Synchronizes and coordinates accesses to the meters from multiple (remote) applications – Ensures good bandwidth utilization/communication latency on serial interconnects – Maintains precise timestamp information – Logs power data – FUSE based data export and configuration interface • Simple command line utilities – Handle both single process and MPI applications – Provide summary power consumption info • Power analyzers and monitors – Post-mortem tools, combining information from multiple sources (hardware counters, traces, profiles) – Sophisticated system monitors
| Office of Research & Economic Development | Center for Computation and Technology | Lab 19: Agilent 16822A | http://lab19.cct.lsu.edu/Equipment.html | • 250 ps resolution (4 GHz) timing zoom to find elusive timing problems quickly, without double probing. • 15” display, with available touch screen, allows you to see more data and navigate quickly. • View Scope – time-correlated measurements and displays of your logic analyzer and oscilloscope data let you effectively track down problems across the analog and digital portions of your design. • Eight models with 34/68/102/136/204 channels, up to 32M memory depth and models with a pattern generator provide the measurement flexibility for any budget. • Application support for every aspect of today’s complex designs – FPGA dynamic probe, digital VSA (vector signal analysis) and broad processor and bus support.
| Office of Research & Economic Development | Center for Computation and Technology | Lab 19: Agilent 1670G | http://lab19.cct.lsu.edu/Equipment.html | •Deep memory options let you capture more data and save you from having to set up complex triggers. The integrated oscilloscope option lets you view analog and digital signals simultaneously. The integrated pattern generator option lets you stimulate a device under test while you capture its response with the logic analyzer. •136 channel portable logic analyzer •500 MHz timing speed •150 MHz state speed •Memory: 64 K standard, 256 K or 2 M optional •Optional 2-channel oscilloscope or 32 channel pattern generator
| Office of Research & Economic Development | Center for Computation and Technology | Lab 19: Flying leads set | http://lab19.cct.lsu.edu/Equipment.html | •Acquire signals from randomly located points in your target •Variety of supplied accessories allows connections to various components on your target including traces, pads, and vias •Acquire signals from randomly located points in your target •17 channels, differential or single-ended clock and data •Extremely low, 0.9pf, equivalent load capacitance •Data rates of 1.5Gb/s (maximum rate dependent on analyzer used •200mV Vmax-Vmin minimum signal amplitude •Variety of supplied accessories creates maximum probing flexibility
| Office of Research & Economic Development | Center for Computation and Technology | Lab 19: Tektronix MSO-4104 | http://lab19.cct.lsu.edu/Equipment.html | •1 GHz, 500 MHz, 350 MHz Bandwidth Models •2 or 4 Channel Digital Phosphor Oscilloscopes •16 Digital Channels (MSO4000) •Suite of Advanced Triggers •Sample Rates Up to 5 GS/s on All Channels •10 Mega Sample Record Length on All Channels •35,000 wfm/s Maximum Waveform Capture Rate •Ease of Use Features •Wave Inspector® Controls Provide Unprecedented Efficiency in Waveform Analysis •10.4 in. (264mm) XGA Color Display •Small Footprint and Lightweight - Only 5.4 in. (137mm) deep and 11 lbs. (5 kg) •USB and CompactFlash on Front Panel for Quick and Easy Storage •Plug-and-Play PC Connectivity •Serial Triggering and Analysis •I2C, SPI, CAN and RS-232 Serial Triggering and Analysis Options •Mixed Signal Design and Analysis (MSO4000) •Parallel Bus Display •Logic Triggering •MagniVuT 60.6 ps Technology Provides Finer Timing Resolution •Per Channel Threshold Settings •Multi-channel Setup and Hold Triggering •Next-generation Digital Waveform Display
| Office of Research & Economic Development | Center for Computation and Technology | Lab 19: Active 1.5GHz probe TAP1500 | http://lab19.cct.lsu.edu/Equipment.html | •High-speed Digital Systems Design •Component Design and Characterization •Manufacturing Engineering and Test •Educational Research •Signals with Voltage Swings up to 16 Vp-p TAP1500 Single-ended Active FET Probe provides excellent high-speed electrical and mechanical performance required for today’s digital system designs. Specifically designed for use and direct connection to the TekVPI™ probe interface used on Tektronix' new DPO7000 and DPO/MSO4000 Series Oscilloscopes, the TAP1500 Active FET probe achieves high-speed signal acquisition and measurement fidelity by solving three traditional problems: •Lower DUT loading effects with ≤1 pF input capacitance and 1 MΩ input resistance •Versatile DUT connectivity for attaching to small SMDs •Preserves oscilloscope bandwidth at the probe tip for DPO7000 and DPO/MSO4000 Series Oscilloscope models, up to 1 GHz •Outstanding Electrical Performance •≥1.5 GHz Probe Bandwidth •<267 ps Rise Time •≤1 pF Input Capacitance •1 MΩ Input Resistanc •-8 V to +8 V Input Dynamic Range •-10 V to +10 VDC Input Offset Range •Versatile Mechanical Performance •Small Compact Probe Head for Probing Small Geometry Circuit Elements •DUT Attachment Accessories Enable Connection to SMDs as Small as 0.5 mm Pitch •Robust Design for Reliability •Easy to Use •Connects Directly to DPO7000 and DPO/MSO4000 Series Oscilloscopes Using the TekVPI™ Probe Interface •Provides Automatic Units Scaling and Readout on the Oscilloscope Display •Easy Access to Oscilloscope Probe Menu Display for Probe Status/Diagnostic Information, and to Control Probe DC Offset
| Office of Research & Economic Development | Center for Computation and Technology | Lab 19: Differential active 1GHz probe TDP1000 | http://lab19.cct.lsu.edu/Equipment.html | •1 GHz and 500 MHz Probe Bandwidth •<1 pF Differential Input Capacitance •1 MΩ Differential Input Resistance •±42 V (DC + pk AC) Differential Input Voltage •> 18 dB CMRR (at 250 MHz 50X Attenuation) •100 Hz, 10 kHz, 1 MHz, and Full Bandwidth Selectable Bandwidth Limiting Filters •Small Compact Probe Head for Probing Small Geometry Circuit Elements •Straight Pin, Square Pin, Solder Down, Variable Pitch Standard Accessories •Connects Directly to the Tek 4000/7000 Oscilloscopes using TekVPI Probe Interface •Provides Automatic Units Scaling and Readout on the Oscilloscope Display •Easy Access to Scope Displayed Probe Menu for Probe Setup Control and Operating Status Information
| Office of Research & Economic Development | Center for Computation and Technology | Lab 19: Fluke 87-V | http://lab19.cct.lsu.edu/Equipment.html | •True-rms ac voltage and current for accurate measurements on non linear signals •Selectable filter for accurate voltage and frequency measurements on motor drives •0.05 % dc accuracy •6000 counts, 3-3/4 digits •4-1/2 digit mode for precise measurements (20,000 counts) •Measure up to 1000 V ac and dc •Measure up to 10 A, 20 A for up to 30 seconds •Built in thermometer lets you carry one less tool (TC probe included) •Frequency to 200 kHz and % duty cycle •Resistance, continuity and diode test •10,000 µF capacitance range for components and motor caps •Min/Max-Average recording with Min/Max Alert to capture variations automatically •Peak capture to record transients as fast as 250 µs •Relative mode to remove test lead interference from low ohms measurements •Auto and manual ranging for maximum flexibility •Touch Hold to capture stable readings avoiding noisy signals •Large display digits and two-level bright white backlight for increased visibility •Analog bargraph for fast changing or unstable signals •Input Alert provides audible warning against wrong use of input jacks •Improved selectable sleep mode for long battery life •Access door for fast battery changes without breaking the calibration seal •"Classic" design with new removable holster with built in test lead and probe storage
| Office of Research & Economic Development | Center for Computation and Technology | Lab 19: Fluke 189 | http://lab19.cct.lsu.edu/Equipment.html | •Extremely fast readings •50,000 counts display •0.025% basic DC accuracy •True RMS AC + DC measurements •100 kHz AC bandwidth for voltage and current •Ergonomic high-impact overmolded case •Dual display with bargraph and two-level backlight •Min/max/average with real time clock and 250 µs Fast Min-Max •Frequency, capacitance, duty cycle & pulse width measurements •Resistance, conductance, continuity and diode measurements •Temperature and dBV/dBm with selectable reference •PC interface for data exchange and closed case calibration •Battery and fuse access without breaking calibration seal •Internal memory allows stand-alone logging of up to 1000 measurements •Readings memory for up to 100 readings
| Office of Research & Economic Development | Center for Computation and Technology | Lab 19: Fluke 289 | http://lab19.cct.lsu.edu/Equipment.html | •New diagnostic functionality for maximizing productivity in the plant. The new 289 is the next generation high performance industrial logging multimeter designed to solve complex problems in electronics, plant automation, power distribution, and electro-mechanical equipment. With the ability to log data and review it graphically on-screen, you can solve problems faster and help minimize downtime. Let the new 289 be your watchdog for systems or processes while you are off solving other problems. •Maximize productivity with the combined Fluke 289 and FlukeView forms combo kit. With built-in data logger and TrendCapture capability, the 289 helps you track down elusive, intermittent problems, monitoring equipment with any of its functions while you do other jobs. Overlay your logged data from six meters or six time periods to find cause and effect relationships or for condition monitoring applications in FVF software. Turn your data into meaningful graphs and tables for a professional report. The 289/FVF combo kit gives you a practical & affordable approach to predictive maintenance.
| Office of Research & Economic Development | Center for Computation and Technology | Lab 19: Metex universal test system MS-9170 | http://lab19.cct.lsu.edu/Equipment.html | •40,000 count True RMS DMM, •2.7GHz Frequency Counter •10MHz Function Generator •Triple Output Power Supply •True RMS Digital Multimeter: DCV - 5 ranges to 1000V. ACV - 5 ranges to 750VAC. AC/DC current - 4 ranges to 20 Amp. Resistance to 4M, Capacitance 4 ranges to 200uF. Continuity, diode, logic and hFE testing. •DC Power Supply (3-1/2 digit LED display): Triple Output. 0 ~ 30V @ 0 ~ 3A. 5V fixed @ 2A. And 15V fixed @ 1A. •Frequency Counter: Channel A - 1Hz ~ 20MHz. Channel B - 20MHz ~ 2.7GHz. Selectable Time Base - Channel A, B Switch Selectable. •Function Generator: Sine, Square, Triangle, Skewed Sine, Ramp, Pulse, TTL. Frequency - 1Hz ~ 10MHz. Amplitude 2Vpp to 20Vpp open load. •Dimensions: 14.5" W x 6.5" H x 12.5" D. Weight 39 lbs.
| Office of Research & Economic Development | Center for Computation and Technology | Lab 19: Avnet Virtex 4 PCIe | http://lab19.cct.lsu.edu/Equipment.html | •Xilinx Virtex-4 XC4VFX60-11FF1152 FPGA •PCI-Express x8 end-point edge connector •Two SFP module connectors •SATA host connector •Five general-purpose Rocket I/O™ MGT ports •Programmable LVDS clock generators •On-board 100 MHz LVTTL oscillator •On-board LVTTL oscillator socket •User clock inputs via differential SMA connectors •16M x 32 DDR SDRAM •8M x 16 Flash •EXP expansion slot •10/100/1000 Ethernet PHY •Platform Flash configuration memory •JTAG programming/configuration port •CPU JTAG/debug/trace ports •SystemACE interface •RS-232 serial port •USB 2.0 interface •User switches and LEDs
| Office of Research & Economic Development | Center for Computation and Technology | Lab 19: Xilinx Virtex 5 ML506 | http://lab19.cct.lsu.edu/Equipment.html | •XC5VSX50TFFG1136 •DDR2 SODIMM (256 MB) •ZBT SRAM (1 MB) •Linear Flash (32 MB) •System ACE™ CF (CompactFlash) interface •Platform Flash •SPI Flash •JTAG Programming Interface •External Clocking (2 Differential Pairs) •USB (2) – Host and Peripheral •PS/2 (2) – Keyboard, Mouse •RJ-45 – 10/100/1000 Networking •RS-232 (Male) – Serial port •Audio In (2) – Line, Microphone •Audio Out (2) – Line, Amp, SPDIF, Piezo Speaker •Rotary Encoder •Video Input •Video (DVI/VGA) Output •Single-Ended and Differential I/O Expansion •GPIO DIP Switch (8), LEDs (8), and Pushbuttons (5) •MII, GMII, RGMII, and SGMII Ethernet PHY Interfaces •PCI Express® Edge Connector (x1 Endpoint) •GTP: SFP (1000Base-X) •GTP: SMA (RX and TX Differential Pairs) •GTP: SGMII •GTP: PCIe® •GTP: SATA (Dual Host Connections) •GTP Clock Synthesis Chips •Header for 2nd Serial Port •2nd Platform Flash PROM (32 Mb) for large device •Mictor Trace Port •BDM Debug Port •Soft Touch Port
| Office of Research & Economic Development | Center for Computation and Technology | Lab 19: Xilinx Virtex 5 ML507 | http://lab19.cct.lsu.edu/Equipment.html | •XC5VFX70TFFG1136 •DDR2 SODIMM (256 MB) •ZBT SRAM ( 1 MB) •Linear Flash ( 32 MB) •System ACE™ CF technology (CompactFlash) •Platform Flash •SPI Flash •JTAG programming interface •External clocking (2 differential pairs) •USB (2) – host and peripheral •PS/2 (2) – keyboard, mouse •RJ-45 – 10/100/1000 networking •RS-232 (Male) – serial port •Audio In (2) – line, microphone •Audio Out (2) – line, amp, SPDIF, piezo speaker •Rotary encoder •Video Input •Video (DVI/VGA) output •Single-ended and differential I/O expansion •GPIO DIP switch (8), LEDs (8), and push buttons (5) •MII, GMII, RGMII, and SGMII Ethernet PHY interfaces •PCI Express® edge connector (x1 Endpoint) •GTX: SFP (1000Base-X) •GTX: SMA (RX and TX differential pairs) •GTX: SGMII •GTX: PCIe™ •GTX: SATA (dual host connections) •GTX clock synthesis chips •Header for second serial port •Second Platform Flash PROM (32 Mb) for large device •Mictor trace port •BDM debug port •Soft touch port
| Office of Research & Economic Development | Center for Computation and Technology | Lab 19: Xilinx Virtex 5 ML555 | http://lab19.cct.lsu.edu/Equipment.html | •Virtex-5 LXT XC5VLX50T-1FF1136 FPGA •Serial Connectivity: - PCIe: 8-lane add-in card connector - SFP: 2 transceiver module ports (SFP modules not included) - SATA: 1 Serial ATA disk drive interface connector (SATA cable not included) - SMA: 1 SMA port for off-board GTP transceiver connectivity - USB: 1 USB 2.0 port (USB interface cable not included) •Parallel Connectivity: - PCI / PCI-X: 64-bit 3.3V add-in card connector - LVDS: 2 SAMTEC LVDS interface connectors with up to 24 high-speed channels each •Additional Connectivity: - Xilinx Generic Interface (XGI) headers support installation of Xilinx Ethernet PHY daughter card (sold separately) for 10/100/1000 Mb Ethernet connectivity •Memory Resources: - 200-pin 1.8V SODIMM socket with 256 MB (32M x 64 bit) DDR2 SDRAM •Device Configuration - Static or dynamic device reconfiguration support with the XC2C32 CoolRunner™-II CPLD - Device configuration through on-board Platform Flash, or download using Xilinx Platform Cable USB •Xilinx LogiCORE™ IP supported: - PCI Express endpoint designs in X1, X2, X4, and X8 configurations - PCI-X 64b @ 66/100/133 MHz - PCI 32b @ 33/66 MHz, 64b @ 33 MHz •Clocking: - Three on-board clock sources, two differential SMA clock inputs - Two programmable clock synthesizer chips to support DDR2 memory interfaces, 10/100/1000 Mb Ethernet protocols, SATA, Fibre Channel, Aurora, and other serial GTP baud rates - PCI clocking support for global and regional clocking applications •Misc: - User pushbutton switches and LEDs - On-board power regulators (3.0V PCI, 2.5V, 1.8V, 1.0V, 0.9V VTT)
| Office of Research & Economic Development | Center for Computation and Technology | Lab 19: Xilinx Virtex 5 ML555 | http://lab19.cct.lsu.edu/Equipment.html | •The Spartan™-3 PCI Express® Starter Kit is a complete development board solution giving designers instant access to the capabilities of the Spartan-3 family and the Xilinx PCI Express Core. •Lowest risk path for high-volume applications •Full compliance with PCIe™ spec v1.1 •x1 PIPE IP with NXP PHY Xilinx Devices: •Spartan-3 (XC3S1000-4FG676C) •Platform Flash (XCF08P-VO20C) •Clocks: 50 MHz crystal clock oscillator •Memory: 32MB x 32 DDR SDRAM •Connectors and Interfaces: •Philips PCI Express SerDes PX1011A •PCI Express X1 card edge •RS-232 serial port •Four slide switches •Eight individual LED outputs •Two momentary-contact push buttons •Video DAC
| Office of Research & Economic Development | Center for Computation and Technology | Lab 19: DRC RPU110-L200 | http://lab19.cct.lsu.edu/Equipment.html | The RPU110-L200 includes an independent memory controller that provides greater memory bandwidth for maximum data flow. It also incorporates the largest FPGA available to deliver the greatest usable logic capacity for improved code efficiency and accelerated performance of compute-intensive applications. DRC’s RPU110–L200 module plugs directly into an open processor socket in a multi-way AMD Opteron™ system to provide direct access to adjacent double data-rate (DDR) memory and Opteron processors at HyperTransport™ speed and nanosecond latency. This tight coupling between the central processing unit (CPU) and memory eliminates bandwidth and latency issues and provides a general purpose system with supercomputer capability by running computations in hardware. Resulting speeds can be 10 to 20 times faster than if the subroutines were run in software. In addition, the RPU110-L200 is inherently efficient, requiring less power and space and reducing the number of nodes required to do the same work. DRC’s RPU110-L200 reduces power consumption, heat emissions, and space requirements in today’s data centers and delivers significant performance gains through RPU acceleration. The RPU110-L200 features on-board DDR2 memory, any of three HyperTransport bus interfaces and the largest FPGAs on the market, including the Xilinx Virtex™-4 LX160, and Virtex-4 LX200 FPGAs. The RPU110-L200 enables greater application acceleration in three ways: first, with three times more compute resources in the L200, more of any given application can run on the RPU; second, with 2GB of on-board RPU memory plus the 8GB of motherboard memory, the RPU110-L200 delivers more than 17GB/second of system memory bandwidth, three times the stand-alone CPU bandwidth; and third, up to 3.2GB of usable system bus bandwidth is now available.
| Office of Research & Economic Development | Center for Computation and Technology | Lab 19: X620 PCI-X board | http://lab19.cct.lsu.edu/Equipment.html | •96 high-performance processing elements cores, each with dedicated memory • 6 Kbytes high bandwidth memory per processing element • 128 Kbytes on-chip scratchpad memory • 64-bit DDR2 DRAM interface with ECC support • ClearConnect provides on-chip and inter-chip data network • Host interface and debug port • 64-bit virtual, 48-bit physical addressing • On-chip instruction and data caches • On-chip DMAcontroller • 10W average power dissipation • 25 GFLOPS sustained double precision DGEMM • 250K 1,024-point complex floating point FFTs/second • 96 Gbytes/s internal memory • 3.2 Gbytes/s external memory • 2 x 3.2 Gbytes/s chip-to-chip bandwidth
| Office of Research & Economic Development | Center for Computation and Technology | Lab 19: X620 PCI-X board | http://lab19.cct.lsu.edu/Equipment.html | The ClearSpeed Advance e710 is the latest accelerator to bring all the benefits of ClearSpeed's technology to the newest generation of multi-core industry standard servers. It delivers new levels of compute performance, reliability, precision and accuracy for high performance computing (HPC) applications in financial services and a wide variety of scientific disciplines. The Advance e710's compact size and low power consumption enable it to be installed quickly and easily into industry standard servers, without requiring any additional cooling or power supplies. The low profile PCIe x8 board includes one ClearSpeed CSX700 and 2 GBytes of ECC-protected DRAM. The small size and low power dissipation of the ClearSpeed Advance e710 with the new PCIe switch technology, opens the way to dense, low power, peta-scale computation. The low-profile format of the e710 enables boards to be densely integrated vertically in a 2U server chassis. The ClearSpeed CATS-700 integrates 12 e710 boards using PCIe Gen1 switches within a 1U enclosure. By using the latest Gen2 PCIe switches devices, larger and/or higher bandwidth aggregations are possible.
| Office of Research & Economic Development | Center for Computation and Technology | Lab 19: Mercury Computing Cell BE Board | http://lab19.cct.lsu.edu/Equipment.html | •More than 180 GFLOPS in a PCI Express® accelerator card •One Cell BE processor running at 2.8 GHz •PCI Express x16 channel •Dual Gigabit Ethernet ports •Optional MultiCore Plus Cell SDK ✤Cell BE Processor PPE core: IBM® 64-bit Power Architecture™ L1 cache size: 32 KB instruction; 32 KB data L2 cache size: 512 KB SPEs: 8 Local store: 256 KB Registers: 128 x 128 bits wide EIB: 180 GB/s sustained aggregate bandwidth Processor internal clock speed: 2.8 GHz Processor-to-memory bandwidth: 22.8 GB/s For more information regarding this product, visit this link: Product Information: http://www.mc.com/products/boards/accelerator_board2.aspx
| Office of Research & Economic Development | Center for Computation and Technology | Lab 19: MPJA 9333 Dual Output | http://lab19.cct.lsu.edu/Equipment.html | *Two fully adjustable supplies combined with two auxiliary outputs. *Two 0 to 30/0 to 5A outputs with selectable Constant Voltage and Constant Current modes *Outputs up 60V in series mode or 10A in parallel mode *Two auxiliary outputs with fixed current of 3 to 6.5V/3A and 8 to 15V/1A *Overload and short circuit protection *Complete with power cord and 4 pairs of test leads (banana plug to alligator clip)
| Office of Research & Economic Development | Center for Computation and Technology | Lab 19: MPJA 9333 Dual Output | http://lab19.cct.lsu.edu/Equipment.html | •Your new DC regulated power source provides accurate and stable DC power. It is ideal for test benches, laboratories, schools and repair facilities. The multi-turn voltage control knob helps the user accurately dial in a precise voltage. The large easy to read LCD accurately displays the voltage and current outputs. This product is expertly manufactured for MPJA, Inc. and incorporates SMT PC boards and a built in cooling fan for reliable performance and long life. •Features: •SMD adhesive sheet element technology for internal PCB construction • Attractive large yellow liquid crystal display for voltage and current •Built in cooling fan for long life *Multiloop high precision voltage regulation •Progressive current regulation •Dual terminal system. Safety test style or expandable screw terminals •Overload protection circuit •Low ripple voltage: <1mV P-P *Isolated floating Output •Metal frame construction
| Office of Research & Economic Development | Center for Computation and Technology | Lab 19: Instek programmable power supply PST-3202 | http://lab19.cct.lsu.edu/Equipment.html | •0-32V x2, 0-6V x1 •0-2A x2, 0-5A x1 •Digitized Programmable Interface, High Resolution 10mV 1mA •192 * 128 LCD Display, Display Several Setting and Measuring Result Simultaneously (Variable Display Mode) •Intelligent Windows Operating Interface •Support Several Directly Buttons •Provided Auto Series and Parallel Function •High Stability, Low Drift •Over-Voltage, Over-Current, Over-Temperature Protectionli> •Intelligent Fan Control (Change by Output Power) •Built-in Buzzer Alarm •100 Sets Memory for Setting Save, Auto Running •Interface (Standard) RS-232 •Interface (Option) GPIB (IEEE 488.2)
| Office of Research & Economic Development | Center for Computation and Technology | Lab 19: Lambda high current power supply ZUP6-66/U | http://lab19.cct.lsu.edu/Equipment.html | •Constant voltage/constant current •Built-in RS232 and RS485 interface •An embedded microprocessor controller •Digital encoder knob •Software calibration •Last setting memory •Parallel operation (Master/Slave) active current sharing •External voltage or resistance programming •Voltage up to 120V, current up to 132A •Active power factor correction: 99% •85~265VAC universal input voltage •19" rack mounted ATE and OEM •Worldwide safety agency approvals •CD Mark for LVD and EMC Regulations For more information view the DataSheet here: http://lab19.cct.lsu.edu/Prototyping_files/Zup6_datasheet.pdf
| Office of Research & Economic Development | Center for Computation and Technology | Lab 19:Lambda high current power supply ZUP6-132/U | http://lab19.cct.lsu.edu/Equipment.html | •Constant voltage/constant current •Built-in RS232 and RS485 interface •An embedded microprocessor controller •Digital encoder knob •Software calibration •Last setting memory •Parallel operation (Master/Slave) active current sharing •External voltage or resistance programming •Voltage up to 120V, current up to 132A •Active power factor correction: 99% •85~265VAC universal input voltage •19" rack mounted ATE and OEM •Worldwide safety agency approvals •CD Mark for LVD and EMC Regulations For more information view the DataSheet here: http://lab19.cct.lsu.edu/Prototyping_files/Zup6_datasheet.pdf
| Office of Research & Economic Development | Center for Computation and Technology | Lab 19: Tektronix PS280 | http://lab19.cct.lsu.edu/Equipment.html | •90 W, Single Output, 3-1/2 digit Display •0 to 30 V, 0 to 3 A (PS281) •0 to 18 V, 0 to 5 A (PS282) •Variable Current Limiting •Overload and Over-voltage Protection •The PS281/282 DC Power Supplies meet the requirements of laboratory, classroom and production environments. PS282 Single Output 18 V/5 A Power Supply Includes: Operator's Manual, 3 Pairs of Test Leads, US Power Cord, One Year Warranty.
| Office of Research & Economic Development | Center for Computation and Technology | Lab 19: Coolrunner II starter kit | http://lab19.cct.lsu.edu/Equipment.html | The CoolRunner™-II Starter Kit is an ideal platform to evaluate and implement your CPLD designs quickly. A unique development board with eight peripheral connectors, allow you to select from a variety of peripheral expansion modules (sold separately) to expand the capabilities of your design. •What's Included •X-Board with XC2C256-TQ144 •Resource CD, including reference manual, software, application notes, web seminars, and data sheets •USB Cable •ISE® WebPACK™ CD •PMod-PS2 (PS2 module to connect keyboard or other PS2 device to X-Board) •PMod-SSD (Seven Segment Display module) •PMod-SWITCH (Switch module to provide interface to 4 slide switches) •Key Features •XC2C256 CoolRunner-II in TQ144 package •USB Interface •Eight 6-pin connectors for standard peripheral modules •One 26-pin and one 16-pin connector for daughter boards •Built-in temperature and power monitor •Free Reference Designs
| Office of Research & Economic Development | Center for Computation and Technology | Lab 19: Coolrunner II Peripheral Bundle | http://lab19.cct.lsu.edu/Equipment.html | The Peripheral Module Bundle includes eight different Pmods that have been specifically selected to add useful features to the CoolRunner™-II Starter Kit. The peripheral module bundle contains the following modules: •PMod-AD1 (8-bit, 1 MSa/s analog to digital converter, 2 channels) •PMod-DA2 (12-bit, 1 Msa/s digital to analog converter, 2 channels) •PMod-HB3 (H-bridge amplifier for DC motor drive, 12V, 2A) •PMod-CON3 (Connector module for driving up to four servo motors) •PMod-AMP1 (1W stereo amplifier module) •PMod-SF (16-Mbit serial Flash module) •PMod-OC1 (Open Collector peripheral module) •PMod-RS232 (RS-232 serial port module) Key Features •1 MSa/s A/D and D/A converters •H-bridge amplifier that can drive DC motors with up to 2A •Connector interface board that can drive up to four servo motors •16 Mbit serial flash device •Open-collector driver that can drive up to 200 mA loads •RS-232 serial port •EU-RoHS compliant.
| Office of Research & Economic Development | Center for Computation and Technology | Lab 19: Xilinx USB platform cable DLC9 | http://lab19.cct.lsu.edu/Equipment.html | For more information view the DataSheet here: http://lab19.cct.lsu.edu/Prototyping_files/Zup6_datasheet.pdf
| Office of Research & Economic Development | Center for Computation and Technology | Lab 19: Xilinx USB platform cable II DLC10 | http://lab19.cct.lsu.edu/Equipment.html | For more information view the DataSheet here: http://lab19.cct.lsu.edu/Prototyping_files/Zup6_datasheet.pdf
| Office of Research & Economic Development | Center for Computation and Technology | Lab 19: Electronic Components | http://lab19.cct.lsu.edu/Equipment.html | • Resistors • Capacitors • Diodes • Transistors • Op Amps • CPLDs • Linear voltage regulators • Optocouplers • Oscillators • Triacs • Sockets • Connectors • Wire •Solderless breadboards

## Ag Center
LSU Facilities and Equipment
College/Office | School/Department (if applicable) | Facility/Laboratory | Facility/Laboratory Link | Facility/Laboratory Description | Equipment/Process Name | Equipment/Process Description | Cost Center? | Contact Name | Contact Email | Contact Phone Number
Agriculture | Agricultural Chemistry | Ag Chemistry / AgCenter Biotechnology Laboratory | https://www.lsuagcenter.com/portals/our_offices/departments/ag-chemistry | The Department of Agricultural Chemistry provides analytical support for research and extension efforts of the LSU AgCenter as well as for the Louisiana Department of Agriculture and Forestry. Analyses are performed on plant and animal tissues, soil, water, feeds, fertilizers, pesticides, agricultural chemicals and agricultural commodities. The Agricultural Chemistry laboratory will analyze these sample types for the general public for a fee. The department also houses the AgCenter Biotechnology Laboratory which synthesizes and purifies peptides used in research. | Agilent GC/Triple Quad mass spectrometers |  | yes | Ted Gauthier | tgauthier@agcenter.lsu.edu | 225-353-9545
Agriculture | Agricultural Chemistry | Ag Chemistry / AgCenter Biotechnology Laboratory | https://www.lsuagcenter.com/portals/our_offices/departments/ag-chemistry | The Department of Agricultural Chemistry provides analytical support for research and extension efforts of the LSU AgCenter as well as for the Louisiana Department of Agriculture and Forestry. Analyses are performed on plant and animal tissues, soil, water, feeds, fertilizers, pesticides, agricultural chemicals and agricultural commodities. The Agricultural Chemistry laboratory will analyze these sample types for the general public for a fee. The department also houses the AgCenter Biotechnology Laboratory which synthesizes and purifies peptides used in research. | Agilent Head Space GC/MS instrument |  | yes | Ted Gauthier | tgauthier@agcenter.lsu.edu | 225-353-9545
Agriculture | Agricultural Chemistry | Ag Chemistry / AgCenter Biotechnology Laboratory | https://www.lsuagcenter.com/portals/our_offices/departments/ag-chemistry | The Department of Agricultural Chemistry provides analytical support for research and extension efforts of the LSU AgCenter as well as for the Louisiana Department of Agriculture and Forestry. Analyses are performed on plant and animal tissues, soil, water, feeds, fertilizers, pesticides, agricultural chemicals and agricultural commodities. The Agricultural Chemistry laboratory will analyze these sample types for the general public for a fee. The department also houses the AgCenter Biotechnology Laboratory which synthesizes and purifies peptides used in research. | ICP/OES spectrometers (Agilent and Perkin Elmer) |  | yes | Ted Gauthier | tgauthier@agcenter.lsu.edu | 225-353-9545
Agriculture | Agricultural Chemistry | Ag Chemistry / AgCenter Biotechnology Laboratory | https://www.lsuagcenter.com/portals/our_offices/departments/ag-chemistry | The Department of Agricultural Chemistry provides analytical support for research and extension efforts of the LSU AgCenter as well as for the Louisiana Department of Agriculture and Forestry. Analyses are performed on plant and animal tissues, soil, water, feeds, fertilizers, pesticides, agricultural chemicals and agricultural commodities. The Agricultural Chemistry laboratory will analyze these sample types for the general public for a fee. The department also houses the AgCenter Biotechnology Laboratory which synthesizes and purifies peptides used in research. | Agilent ICP/MS instrument |  | yes | Ted Gauthier | tgauthier@agcenter.lsu.edu | 225-353-9545
Agriculture | Agricultural Chemistry | Ag Chemistry / AgCenter Biotechnology Laboratory | https://www.lsuagcenter.com/portals/our_offices/departments/ag-chemistry | The Department of Agricultural Chemistry provides analytical support for research and extension efforts of the LSU AgCenter as well as for the Louisiana Department of Agriculture and Forestry. Analyses are performed on plant and animal tissues, soil, water, feeds, fertilizers, pesticides, agricultural chemicals and agricultural commodities. The Agricultural Chemistry laboratory will analyze these sample types for the general public for a fee. The department also houses the AgCenter Biotechnology Laboratory which synthesizes and purifies peptides used in research. | nitrogen analyzers |  | yes | Ted Gauthier | tgauthier@agcenter.lsu.edu | 225-353-9545
Agriculture | Agricultural Chemistry | Ag Chemistry / AgCenter Biotechnology Laboratory | https://www.lsuagcenter.com/portals/our_offices/departments/ag-chemistry | The Department of Agricultural Chemistry provides analytical support for research and extension efforts of the LSU AgCenter as well as for the Louisiana Department of Agriculture and Forestry. Analyses are performed on plant and animal tissues, soil, water, feeds, fertilizers, pesticides, agricultural chemicals and agricultural commodities. The Agricultural Chemistry laboratory will analyze these sample types for the general public for a fee. The department also houses the AgCenter Biotechnology Laboratory which synthesizes and purifies peptides used in research. | cold vapor mercury analyzer |  | yes | Ted Gauthier | tgauthier@agcenter.lsu.edu | 225-353-9545
Agriculture | Agricultural Chemistry | Ag Chemistry / AgCenter Biotechnology Laboratory | https://www.lsuagcenter.com/portals/our_offices/departments/ag-chemistry | The Department of Agricultural Chemistry provides analytical support for research and extension efforts of the LSU AgCenter as well as for the Louisiana Department of Agriculture and Forestry. Analyses are performed on plant and animal tissues, soil, water, feeds, fertilizers, pesticides, agricultural chemicals and agricultural commodities. The Agricultural Chemistry laboratory will analyze these sample types for the general public for a fee. The department also houses the AgCenter Biotechnology Laboratory which synthesizes and purifies peptides used in research. | analytical UPLC systems with UV and fluorescence detectors |  | yes | Ted Gauthier | tgauthier@agcenter.lsu.edu | 225-353-9545
Agriculture | Agricultural Chemistry | Ag Chemistry / AgCenter Biotechnology Laboratory | https://www.lsuagcenter.com/portals/our_offices/departments/ag-chemistry | The Department of Agricultural Chemistry provides analytical support for research and extension efforts of the LSU AgCenter as well as for the Louisiana Department of Agriculture and Forestry. Analyses are performed on plant and animal tissues, soil, water, feeds, fertilizers, pesticides, agricultural chemicals and agricultural commodities. The Agricultural Chemistry laboratory will analyze these sample types for the general public for a fee. The department also houses the AgCenter Biotechnology Laboratory which synthesizes and purifies peptides used in research. | Thermo Fisher ion chromatography systems |  | yes | Ted Gauthier | tgauthier@agcenter.lsu.edu | 225-353-9545
Agriculture | Agricultural Chemistry | Ag Chemistry / AgCenter Biotechnology Laboratory | https://www.lsuagcenter.com/portals/our_offices/departments/ag-chemistry | The Department of Agricultural Chemistry provides analytical support for research and extension efforts of the LSU AgCenter as well as for the Louisiana Department of Agriculture and Forestry. Analyses are performed on plant and animal tissues, soil, water, feeds, fertilizers, pesticides, agricultural chemicals and agricultural commodities. The Agricultural Chemistry laboratory will analyze these sample types for the general public for a fee. The department also houses the AgCenter Biotechnology Laboratory which synthesizes and purifies peptides used in research. | peptide synthesizers (2 Gyros Protein Technologies, 1 Biotage |  | yes | Ted Gauthier | tgauthier@agcenter.lsu.edu | 225-353-9545
Agriculture | Agricultural Chemistry | Ag Chemistry / AgCenter Biotechnology Laboratory | https://www.lsuagcenter.com/portals/our_offices/departments/ag-chemistry | The Department of Agricultural Chemistry provides analytical support for research and extension efforts of the LSU AgCenter as well as for the Louisiana Department of Agriculture and Forestry. Analyses are performed on plant and animal tissues, soil, water, feeds, fertilizers, pesticides, agricultural chemicals and agricultural commodities. The Agricultural Chemistry laboratory will analyze these sample types for the general public for a fee. The department also houses the AgCenter Biotechnology Laboratory which synthesizes and purifies peptides used in research. | semi-prep HPLC system |  | yes | Ted Gauthier | tgauthier@agcenter.lsu.edu | 225-353-9545
Agriculture | Audubon Sugar Institute | Analytical Lab Equipment | https://www.lsuagcenter.com/portals/our_offices/departments/audubon-sugar-institute | The LSU AgCenter Audubon Sugar Institute Central Laboratory is a core facility that provides basic and applied research expertise to support researchers in the LSU System, other academic institutions and the sugar and associated industries. | N/A | N/A |  | Gillian Eggleston | geggleston@agcenter.lsu.edu | 85230
Agriculture | Audubon Sugar Institute | Analytical Lab Equipment | https://www.lsuagcenter.com/portals/our_offices/departments/audubon-sugar-institute | The LSU AgCenter Audubon Sugar Institute Central Laboratory is a core facility that provides basic and applied research expertise to support researchers in the LSU System, other academic institutions and the sugar and associated industries. | Automatic Polarimeters, Refractometers, Moisture Analyzers | Polarimeters are used to measure the optical rotation of sugars and carbohdrates in solution. Sugar refractometers are used to measure Brix or percantage dissolved/soluble solids in a variety of liquid and semi-solid substances including cane products. Moisture analyzers offer rapid moisture contents of solids. |  | Gillian Eggleston | geggleston@agcenter.lsu.edu | 85230
Agriculture | Audubon Sugar Institute | Analytical Lab Equipment | https://www.lsuagcenter.com/portals/our_offices/departments/audubon-sugar-institute | High pressure Liquid Chromatography Unit (HPLC) for the analysis of sugars and High Pressure Ion Chromatography (HPIC) for the analysis of organic acids and cations. | Several High Pressure Liquid Chromatography (HPLC) units, GC and IC | Three HPLC Units all by Agilent. One system uses a diode array detector to measure organic acids, phenolic compounds, hydroxymethyl furfural, etc. The other two systems use refractive index detectors to measure mono and disaccharide sugars. One HPIC system by ThermoScientific to measure oligosaccharides and organic acids. One GC system by Agilent to measure alcohols and other volatile susbstances. |  | Gillian Eggleston | geggleston@agcenter.lsu.edu | 85230
Agriculture | Audubon Sugar Institute | Analytical Lab Equipment | https://www.lsuagcenter.com/portals/our_offices/departments/audubon-sugar-institute | The LSU AgCenter Audubon Sugar Institute Central Laboratory is a core facility that provides basic and applied research expertise to support researchers in the LSU System, other academic institutions and the sugar and associated industries. | GC-MS | Three HPLC Units all by Agilent. One system uses a diode array detector to measure organic acids, phenolic compounds, hydroxymethyl furfural, etc. The other two systems use refractive index detectors to measure mono and disaccharide sugars. One HPIC system by ThermoScientific to measure oligosaccharides and organic acids. One GC system by Agilent to measure alcohols and other volatile susbstances. |  | Gillian Eggleston | geggleston@agcenter.lsu.edu | 85230
Agriculture | Audubon Sugar Institute | Analytical Lab Equipment | https://www.lsuagcenter.com/portals/our_offices/departments/audubon-sugar-institute | The LSU AgCenter Audubon Sugar Institute Central Laboratory is a core facility that provides basic and applied research expertise to support researchers in the LSU System, other academic institutions and the sugar and associated industries. | Soxhlet-Automated Soxhlet Extractor | Soxhlet extractor can extract fats/lipids/proteins from varous biomass substances and allows the measurement of fats. |  | Gillian Eggleston | geggleston@agcenter.lsu.edu | 85230
Agriculture | Audubon Sugar Institute | Analytical Lab Equipment | https://www.lsuagcenter.com/portals/our_offices/departments/audubon-sugar-institute | The LSU AgCenter Audubon Sugar Institute Engineering Laboratory is a core facility that provides basic and applied research expertise to support researchers in the LSU System, other academic institutions and the sugar and associated industries. | NIR Analyzer | Near Infra Red Spectroscopy analyzer is a benchtop instrument from Bruker. It is up-to-date and can measure pol, Brix, moisture, and mud in shredded cane samples. |  | Gillian Eggleston | geggleston@agcenter.lsu.edu | 85230
Agriculture | Audubon Sugar Institute | Analytical Lab Equipment | https://www.lsuagcenter.com/portals/our_offices/departments/audubon-sugar-institute | High pressure Liquid Chromatography Unit (HPLC) for the analysis of sugars and High Pressure Ion Chromatography (HPIC) for the analysis of organic acids and cations. | Graphite Furnace Atomic Absorption | Used to measure mineral cations. Not operational. |  | Gillian Eggleston | geggleston@agcenter.lsu.edu | 85230
Agriculture | Audubon Sugar Institute | Analytical Lab Equipment | https://www.lsuagcenter.com/portals/our_offices/departments/audubon-sugar-institute | High pressure Liquid Chromatography Unit (HPLC) for the analysis of sugars and High Pressure Ion Chromatography (HPIC) for the analysis of organic acids and cations. | Fluorescence Spectrophotometer | Varian Fluorescence Spectrometer used to measure fluorescent compounds in solution. Not operational. |  | Gillian Eggleston | geggleston@agcenter.lsu.edu | 85230
Agriculture | Audubon Sugar Institute | Analytical Lab Equipment | https://www.lsuagcenter.com/portals/our_offices/departments/audubon-sugar-institute | High pressure Liquid Chromatography Unit (HPLC) for the analysis of sugars and High Pressure Ion Chromatography (HPIC) for the analysis of organic acids and cations. | FT-IR Spectrophotometer | Thermoscientific FT-IR Spectrophotometer. Not operational. |  | Gillian Eggleston | geggleston@agcenter.lsu.edu | 85230
Agriculture | Audubon Sugar Institute | Analytical Lab Equipment | https://www.lsuagcenter.com/portals/our_offices/departments/audubon-sugar-institute | The LSU AgCenter Audubon Sugar Institute Central Laboratory is a core facility that provides basic and applied research expertise to support researchers in the LSU System, other academic institutions and the sugar and associated industries. | Spectrophotometer | Two UV-Vis spectrometers measure absorption from 200 to 800 nm and used for numerous biochemical assays including starch, color, mannitol, etc. |  | Gillian Eggleston | geggleston@agcenter.lsu.edu | 85230
Agriculture | Audubon Sugar Institute | Analytical Lab Equipment | https://www.lsuagcenter.com/portals/our_offices/departments/audubon-sugar-institute | The LSU AgCenter Audubon Sugar Institute Central Laboratory is a core facility that provides basic and applied research expertise to support researchers in the LSU System, other academic institutions and the sugar and associated industries. | Micro-plate Reader | A BioTek Synergy Multimode Microplate Reader for multiple analysis of compounds including antioxidant capacities and mannitol. |  | Gillian Eggleston | geggleston@agcenter.lsu.edu | 85230
Agriculture | Audubon Sugar Institute | Analytical Lab Equipment | https://www.lsuagcenter.com/portals/our_offices/departments/audubon-sugar-institute | High pressure Liquid Chromatography Unit (HPLC) for the analysis of sugars and High Pressure Ion Chromatography (HPIC) for the analysis of organic acids and cations. | Bomb Calorimeter | Paar Bomb Calorimeter to measure combustible solid samples and to measure the calorie content of biomass samples. |  | Gillian Eggleston | geggleston@agcenter.lsu.edu | 85230
Agriculture | Audubon Sugar Institute | Analytical Lab Equipment | https://www.lsuagcenter.com/portals/our_offices/departments/audubon-sugar-institute | High pressure Liquid Chromatography Unit (HPLC) for the analysis of sugars and High Pressure Ion Chromatography (HPIC) for the analysis of organic acids and cations. | Muffle Furnace | Used to measure incinerated ash of numerous samples. |  | Gillian Eggleston | geggleston@agcenter.lsu.edu | 85230
Agriculture | Audubon Sugar Institute | Analytical Lab Equipment | https://www.lsuagcenter.com/portals/our_offices/departments/audubon-sugar-institute | The LSU AgCenter Audubon Sugar Institute Central Laboratory is a core facility that provides basic and applied research expertise to support researchers in the LSU System, other academic institutions and the sugar and associated industries. | Particle Size Analyzer | Two particle size analyzer to measur particles in liquids and solids from 1 micrometer to 3 mm. One is by Cilas and the other by Malvern Instruments. |  | Gillian Eggleston | geggleston@agcenter.lsu.edu | 85230
Agriculture | Audubon Sugar Institute | Audubon Sugar Pilot Plant | https://www.lsuagcenter.com/portals/our_offices/departments/audubon-sugar-institute | Audubon Sugar Institute’s Pilot Plant facility currently occupies approximately 7,000 square feet and is adjacent to all research laboratories where skilled technologists and engineers work on sugar processing operations daily. | Two sets of cane knives and a shredder | Manufactura des Implementos cane preparation system with cane knives and a shredder. Also has an crop receiving/storage area and a hopper. Can run various harvested biomasses up to 1 short ton per hour. |  | Gillian Eggleston | geggleston@agcenter.lsu.edu | 85230
Agriculture | Audubon Sugar Institute | Audubon Sugar Pilot Plant | https://www.lsuagcenter.com/portals/our_offices/departments/audubon-sugar-institute | Audubon Sugar Institute’s Pilot Plant facility currently occupies approximately 7,000 square feet and is adjacent to all research laboratories where skilled technologists and engineers work on sugar processing operations daily. | Tandem mill consisting of 4, 4-roll mills | Manufactura des Implementos four tandem mill. Can run up to on short ton per hour with imbibition. Juice storage tank is attached at the end as well as fibrous waste, e.g., storage. Still need automation upgrading. |  | Gillian Eggleston | geggleston@agcenter.lsu.edu | 85230
Agriculture | Audubon Sugar Institute | Audubon Sugar Pilot Plant | https://www.lsuagcenter.com/portals/our_offices/departments/audubon-sugar-institute | Audubon Sugar Institute’s Pilot Plant facility currently occupies approximately 7,000 square feet and is adjacent to all research laboratories where skilled technologists and engineers work on sugar processing operations daily. | Batch clarifier | Performs juice clarification. Has automatic addition of lime and flocculants which allows measurement of how much has been added. Can perform cold, hot, and intermediate temperature juice clarification. Still needs automation. |  | Gillian Eggleston | geggleston@agcenter.lsu.edu | 85230
Agriculture | Audubon Sugar Institute | Audubon Sugar Pilot Plant | https://www.lsuagcenter.com/portals/our_offices/departments/audubon-sugar-institute | Audubon Sugar Institute’s Pilot Plant facility currently occupies approximately 7,000 square feet and is adjacent to all research laboratories where skilled technologists and engineers work on sugar processing operations daily. | Two single effect evaporators (5 sq. ft. and 75 sq. ft.) | Falling fill, Robert's-type vacuum evaporators typically used in the sugarcane industry in the USA. The smaller evaporator (5 sq. ft.) is used in training. |  | Gillian Eggleston | geggleston@agcenter.lsu.edu | 85230
Agriculture | Audubon Sugar Institute | Audubon Sugar Pilot Plant | https://www.lsuagcenter.com/portals/our_offices/departments/audubon-sugar-institute | Audubon Sugar Institute’s Pilot Plant facility currently occupies approximately 7,000 square feet and is adjacent to all research laboratories where skilled technologists and engineers work on sugar processing operations daily. | Two sugar boiling pans (14 and 25 gallons; automated) | Calandria vacuum boiling pans for crystallization of sucrose. The smaller pan (14 gal capacity) is used for training. |  | Gillian Eggleston | geggleston@agcenter.lsu.edu | 85230
Agriculture | Audubon Sugar Institute | Audubon Sugar Pilot Plant | https://www.lsuagcenter.com/portals/our_offices/departments/audubon-sugar-institute | Audubon Sugar Institute’s Pilot Plant facility currently occupies approximately 7,000 square feet and is adjacent to all research laboratories where skilled technologists and engineers work on sugar processing operations daily. | Three cooling crystallizers (30 gallons ea) | Two electric cooling cystrallizers and one steam cooling crystallizer. Used to grow existing crystals from a vacuum pan. Replicates sugar manufacturing technology. |  | Gillian Eggleston | geggleston@agcenter.lsu.edu | 85230
Agriculture | Audubon Sugar Institute | Audubon Sugar Pilot Plant | https://www.lsuagcenter.com/portals/our_offices/departments/audubon-sugar-institute | Audubon Sugar Institute’s Pilot Plant facility currently occupies approximately 7,000 square feet and is adjacent to all research laboratories where skilled technologists and engineers work on sugar processing operations daily. | Two batch sugar centrifuges | Two batch sugar centrifuges used to separate molasses from crystals in sugar manufacture. Uses different size screens to obtain various grades and sizes of crystals. |  | Gillian Eggleston | tgauthier@agcenter.lsu.edu | 85230
Agriculture | Audubon Sugar Institute | Audubon Sugar Pilot Plant | https://www.lsuagcenter.com/portals/our_offices/departments/audubon-sugar-institute | Audubon Sugar Institute’s Pilot Plant facility currently occupies approximately 7,000 square feet and is adjacent to all research laboratories where skilled technologists and engineers work on sugar processing operations daily. | Jeffry cane shredder | This is use to pre-shred sugarcane stalks and billets before extraction and can be used with as other biomass crops. |  | Gillian Eggleston | geggleston@agcenter.lsu.edu | 85230
Agriculture | Audubon Sugar Institute | Audubon Sugar Pilot Plant | https://www.lsuagcenter.com/portals/our_offices/departments/audubon-sugar-institute | Audubon Sugar Institute’s Pilot Plant facility currently occupies approximately 7,000 square feet and is adjacent to all research laboratories where skilled technologists and engineers work on sugar processing operations daily. | Farrel cane sample mill | Sturdy Farrel 3-roll mill to crush sugarcane and other biomass to release juice and the fibrous by-product. |  | Gillian Eggleston | geggleston@agcenter.lsu.edu | 85230
Agriculture | Audubon Sugar Institute | Audubon Sugar Pilot Plant | https://www.lsuagcenter.com/portals/our_offices/departments/audubon-sugar-institute | Audubon Sugar Institute’s Pilot Plant facility currently occupies approximately 7,000 square feet and is adjacent to all research laboratories where skilled technologists and engineers work on sugar processing operations daily. | French screw press | French Oil Machinery Compan screw press for extraction of juice from batch and small quantities of biomass. |  | Gillian Eggleston | geggleston@agcenter.lsu.edu | 85230
Agriculture | Audubon Sugar Institute | Audubon Sugar Pilot Plant | https://www.lsuagcenter.com/portals/our_offices/departments/audubon-sugar-institute | Audubon Sugar Institute’s Pilot Plant facility currently occupies approximately 7,000 square feet and is adjacent to all research laboratories where skilled technologists and engineers work on sugar processing operations daily. | Tilby separator | Tilby separator system can receive, clean, billet, and process whole sugarcane. |  | Gillian Eggleston | geggleston@agcenter.lsu.edu | 85230
Agriculture | Audubon Sugar Institute | Audubon Sugar Pilot Plant | https://www.lsuagcenter.com/portals/our_offices/departments/audubon-sugar-institute | Audubon Sugar Institute’s Pilot Plant facility currently occupies approximately 7,000 square feet and is adjacent to all research laboratories where skilled technologists and engineers work on sugar processing operations daily. | Cane splitter | Tilby Cane Splitter used to accurately center and split sugarcane stalk billets, regardless of billet size or shape. |  | Gillian Eggleston | geggleston@agcenter.lsu.edu | 85230
Agriculture | Audubon Sugar Institute | Audubon Sugar Pilot Plant | https://www.lsuagcenter.com/portals/our_offices/departments/audubon-sugar-institute | Audubon Sugar Institute’s Pilot Plant facility currently occupies approximately 7,000 square feet and is adjacent to all research laboratories where skilled technologists and engineers work on sugar processing operations daily. | Chipper | Tilby Chipper cuts whole-stalk and billeted cane into chips. |  | Gillian Eggleston | geggleston@agcenter.lsu.edu | 85230
Agriculture | Audubon Sugar Institute | Audubon Sugar Pilot Plant | https://www.lsuagcenter.com/portals/our_offices/departments/audubon-sugar-institute | Audubon Sugar Institute’s Pilot Plant facility currently occupies approximately 7,000 square feet and is adjacent to all research laboratories where skilled technologists and engineers work on sugar processing operations daily. | Two tumbling reactors | Two tumbling reactors for steam explosion reactions on cellulosic biomasses. |  | Gillian Eggleston | geggleston@agcenter.lsu.edu | 85230
Agriculture | SPESS | Central Analytical Instruments Research Laboratory (CAIRL) | https://www.lsuagcenter.com/portals/our_offices/departments/spess/servicelabs/central%20analytical%20instruments%20research%20laboratory | CAIRL has a wide variety of analytical instruments to do various analyses of water quality, pollution chemistry and organic chemistry. For example, the Varion 3800C Gas Chromatography has an FID and ECD Detector and is customized to analyze gas samples mainly for CH4, CO2 and N2O. Another piece of equipment is the Pyrolysis GC/MS CDS 5000 pyroprobe attached inline with Varian 3900 GC and Saturn 2000 Maspec | Varion 3800C Gas Chromatography | Has an FID and ECD detector and customized to analyze gas samples mainly for CH4, CO2, and N2O. |  | Syam Dodla | Sdodla@agcenter.lsu.edu | 81347
Agriculture | SPESS | Central Analytical Instruments Research Laboratory (CAIRL) | https://www.lsuagcenter.com/portals/our_offices/departments/spess/servicelabs/central%20analytical%20instruments%20research%20laboratory | CAIRL has a wide variety of analytical instruments to do various analyses of water quality, pollution chemistry and organic chemistry. For example, the Varion 3800C Gas Chromatography has an FID and ECD Detector and is customized to analyze gas samples mainly for CH4, CO2 and N2O. Another piece of equipment is the Pyrolysis GC/MS CDS 5000 pyroprobe attached inline with Varian 3900 GC and Saturn 2000 Maspec | Pryolysis GC/MS CDS 5000 pyroprobe attached inline with Varian 3900 GC and Saturn 2000 Masspec | GC/MS unit is integrated with a pyroprobe to facilitate analysis of non-volatile organic compounds, specifically for soil organic matter characterization studies. |  | Syam Dodla | Sdodla@agcenter.lsu.edu | 81348
Agriculture | TAM | Controlled Environment Lab | https://www.lsuagcenter.com/portals/our_offices/departments/tam/facilities_resources/textiles-testing-and-processing-laboratory/textile-testing-laboratory | Controlled environment lab to textile testing. Lab controlled to 70 ± 2oF and 65 ± 2% relative humidity. | Instron Tensile Tester | Instrong tensile tester with 2kN and 100N load cells for testing yarns and fabrics. Equipped with pneumatic fixtures for testing. |  | Bruce Cameron | bcameron1@lsu.edu | 82282
Agriculture | TAM | Controlled Environment Lab | https://www.lsuagcenter.com/portals/our_offices/departments/tam/facilities_resources/textiles-testing-and-processing-laboratory/textile-testing-laboratory | Controlled environment lab to textile testing. Lab controlled to 70 ± 2oF and 65 ± 2% relative humidity. | Martindale Abrasion Tester | An abrasion rub test to determine the durability of a fabric. The test will record the amount of times discs can oscillate a standard wool fabric before it starts to show distress. |  | Bruce Cameron | bcameron1@lsu.edu | 82282
Agriculture | TAM | Controlled Environment Lab | https://www.lsuagcenter.com/portals/our_offices/departments/tam/facilities_resources/textiles-testing-and-processing-laboratory/textile-testing-laboratory | Controlled environment lab to textile testing. Lab controlled to 70 ± 2oF and 65 ± 2% relative humidity. | Reflectance Colorimeter | Measures color by flashing light onto the surface of the sample and measuring the percentage of spectral reflectance of different wavelengths at 10 nanometer increments. |  | Bruce Cameron | bcameron1@lsu.edu | 82282
Agriculture | RNR | Cooperative Fish and Wildlife Research Unit | https://faculty.lsu.edu/wu/composite-engineering/index.php | The Louisiana Cooperative Fish and Wildlife Research Unit is located in the LSU School of Renewable Natural Resources in Baton Rouge. The Unit Cooperators include U.S. Geological Survey, LSU AgCenter, Louisiana Department of Wildlife and Fisheries, U.S. Fish and Wildlife Service, and the Wildlife Management Institute. | Valvometers | Equipment designed to monitor oyster valve opening behavior. 16 individuals can be monitored simultaneously. | NO | Romain Lavaud | rlavaud@agcenter.lsu.edu | 81348
Agriculture | RNR | Composite Engineering | https://faculty.lsu.edu/wu/composite-engineering/index.php | The lab is to support continued advances in the science and technology of composite materials derived from natural resources; and to promote transfer of the new development to industry and government organizations in Louisiana, the nation, and the world. | composite manufacturing and testing | Extrusion, injection molding, compression molding, thermal mechanical analysis, electro-chemistry analysis, rheological analysis. | NO | Qinglin Wu | wuqing@lsu.edu | 2254859475
Agriculture | RNR | Wood Durability Lab | https://faculty.lsu.edu/wu/wood-durability/index.php | The Wood Durability Laboratory (WDL) at the LSU AgCenter became an ISO 17025:2017 accredited laboratory for wood durability testing through the International Accreditation Services (IAS) accreditation system on March 1, 2008. The lab has been operating under ISO 17025 Guidelines for 14+ years. | lab and field testing facility for wood durability analysis | termite, fungi, corrosion, strength, chemical composition analysis for wood-based materials and composites | no | Qinglin Wu | wuqing@lsu.edu | 2254859475
Agriculture | Entomology | Shared Instrument Lab | https://www.lsuagcenter.com/portals/our_offices/departments/entomology | Laboratory contains shared bench space and instrumetns for moelcular applications and otehr applications requiring clean work environment | gas chromatograph - mass spetrometer | GC-MS primarily used for analysis of plant and insect volatiles and hydrocarbons | no | Mike Stout | mstout@agcenter.lsu.edu | 225-892-2972

## Art & Design
LSU Facilities and Equipment
College/Office | School/Department (if applicable) | Facility/Laboratory | Facility/Laboratory Link | Facility/Laboratory Description | Equipment/Process Name | Equipment/Process Description | Cost Center? | Contact Name | Contact Email | Contact Phone Number
Art & Design | N/A | Communication Across the Curriculum (CxC) Studio | https://design.lsu.edu/student-life/facilities/cxc-art-design-studio/ | Students can rent photography and lighting equipment and access 3D printers and a 3D scanner while learning affective communication skills specific to their individual disciplines. | Digital Documentation | Digital documentation area containing scanners, studio lighting, and digital photography equipment to capture images for portfolios |  | Josef Horáček | jhoracek@lsu.edu | 81197
Art & Design | N/A | Communication Across the Curriculum (CxC) Studio | https://design.lsu.edu/student-life/facilities/cxc-art-design-studio/ | Students can rent photography and lighting equipment and access 3D printers and a 3D scanner while learning affective communication skills specific to their individual disciplines. | AV Equipment | Audiovisual equipment available for checkout |  | Josef Horáček | jhoracek@lsu.edu | 81197
Art & Design | N/A | Communication Across the Curriculum (CxC) Studio | https://design.lsu.edu/student-life/facilities/cxc-art-design-studio/ | Students can rent photography and lighting equipment and access 3D printers and a 3D scanner while learning affective communication skills specific to their individual disciplines. | Conference Table | Conference table and HD display for project work, preparation, small group meetings, and presentation rehearsals |  | Josef Horáček | jhoracek@lsu.edu | 81197
Art & Design | N/A | Communication Across the Curriculum (CxC) Studio | https://design.lsu.edu/student-life/facilities/cxc-art-design-studio/ | Students can rent photography and lighting equipment and access 3D printers and a 3D scanner while learning affective communication skills specific to their individual disciplines. | PC Workstations | Open-access PC workstations, including two 27″ Wacom tablets, available for individual or group web design, graphic design, CAD, and 3D modeling |  | Josef Horáček | jhoracek@lsu.edu | 81197
Art & Design | N/A | Communication Across the Curriculum (CxC) Studio | https://design.lsu.edu/student-life/facilities/cxc-art-design-studio/ | Students can rent photography and lighting equipment and access 3D printers and a 3D scanner while learning affective communication skills specific to their individual disciplines. | 3D Scanners/Printers | 3D scanning and 3D printing of objects for art and design projects |  | Josef Horáček | jhoracek@lsu.edu | 81197
Art & Design | N/A | Design Shop | https://design.lsu.edu/student-life/facilities/design-shop/ | Stationary equipment as well as hand-held power and manual tools | 10" Saw Stoop table saw | Cutting (stationary equipment) |  | Mark Shumake | mshumake@lsu.edu | 83770
Art & Design | N/A | Design Shop | https://design.lsu.edu/student-life/facilities/design-shop/ | Stationary equipment as well as hand-held power and manual tools | 14" band saw (2) | Cutting (stationary equipment) |  | Mark Shumake | mshumake@lsu.edu | 83770
Art & Design | N/A | Design Shop | https://design.lsu.edu/student-life/facilities/design-shop/ | Stationary equipment as well as hand-held power and manual tools | 20" band saw | Cutting (stationary equipment) |  | Mark Shumake | mshumake@lsu.edu | 83770
Art & Design | N/A | Design Shop | https://design.lsu.edu/student-life/facilities/design-shop/ | Stationary equipment as well as hand-held power and manual tools | Panel saw | Cutting (stationary equipment) |  | Mark Shumake | mshumake@lsu.edu | 83770
Art & Design | N/A | Design Shop | https://design.lsu.edu/student-life/facilities/design-shop/ | Stationary equipment as well as hand-held power and manual tools | Scroll saw | Cutting (stationary equipment) |  | Mark Shumake | mshumake@lsu.edu | 83770
Art & Design | N/A | Design Shop | https://design.lsu.edu/student-life/facilities/design-shop/ | Stationary equipment as well as hand-held power and manual tools | 12" compound miter saw (2) | Cutting (stationary equipment) |  | Mark Shumake | mshumake@lsu.edu | 83770
Art & Design | N/A | Design Shop | https://design.lsu.edu/student-life/facilities/design-shop/ | Stationary equipment as well as hand-held power and manual tools | 12" sliding compound miter saw | Cutting (stationary equipment) |  | Mark Shumake | mshumake@lsu.edu | 83770
Art & Design | N/A | Design Shop | https://design.lsu.edu/student-life/facilities/design-shop/ | Stationary equipment as well as hand-held power and manual tools | Radial arm saw | Cutting (stationary equipment) |  | Mark Shumake | mshumake@lsu.edu | 83770
Art & Design | N/A | Design Shop | https://design.lsu.edu/student-life/facilities/design-shop/ | Stationary equipment as well as hand-held power and manual tools | 18" drill press | Boring (stationary equipment) |  | Mark Shumake | mshumake@lsu.edu | 83770
Art & Design | N/A | Design Shop | https://design.lsu.edu/student-life/facilities/design-shop/ | Stationary equipment as well as hand-held power and manual tools | Radial drill press | Boring (stationary equipment) |  | Mark Shumake | mshumake@lsu.edu | 83770
Art & Design | N/A | Design Shop | https://design.lsu.edu/student-life/facilities/design-shop/ | Stationary equipment as well as hand-held power and manual tools | Hollow chisel mortise | Boring (stationary equipment) |  | Mark Shumake | mshumake@lsu.edu | 83770
Art & Design | N/A | Design Shop | https://design.lsu.edu/student-life/facilities/design-shop/ | Stationary equipment as well as hand-held power and manual tools | 20" planer | Shaping (stationary equipment) |  | Mark Shumake | mshumake@lsu.edu | 83770
Art & Design | N/A | Design Shop | https://design.lsu.edu/student-life/facilities/design-shop/ | Stationary equipment as well as hand-held power and manual tools | 12" jointer | Shaping (stationary equipment) |  | Mark Shumake | mshumake@lsu.edu | 83770
Art & Design | N/A | Design Shop | https://design.lsu.edu/student-life/facilities/design-shop/ | Stationary equipment as well as hand-held power and manual tools | 42" lathe (24" swing) | Shaping (stationary equipment) |  | Mark Shumake | mshumake@lsu.edu | 83770
Art & Design | N/A | Design Shop | https://design.lsu.edu/student-life/facilities/design-shop/ | Stationary equipment as well as hand-held power and manual tools | Mini lathe (10" swing) | Shaping (stationary equipment) |  | Mark Shumake | mshumake@lsu.edu | 83770
Art & Design | N/A | Design Shop | https://design.lsu.edu/student-life/facilities/design-shop/ | Stationary equipment as well as hand-held power and manual tools | Router table | Shaping (stationary equipment) |  | Mark Shumake | mshumake@lsu.edu | 83770
Art & Design | N/A | Design Shop | https://design.lsu.edu/student-life/facilities/design-shop/ | Stationary equipment as well as hand-held power and manual tools | Belt/disc sander | Sanding (stationary equipment) |  | Mark Shumake | mshumake@lsu.edu | 83770
Art & Design | N/A | Design Shop | https://design.lsu.edu/student-life/facilities/design-shop/ | Stationary equipment as well as hand-held power and manual tools | Edge sander | Sanding (stationary equipment) |  | Mark Shumake | mshumake@lsu.edu | 83770
Art & Design | N/A | Design Shop | https://design.lsu.edu/student-life/facilities/design-shop/ | Stationary equipment as well as hand-held power and manual tools | Oscillating spindle sander | Sanding (stationary equipment) |  | Mark Shumake | mshumake@lsu.edu | 83770
Art & Design | N/A | Design Shop | https://design.lsu.edu/student-life/facilities/design-shop/ | Stationary equipment as well as hand-held power and manual tools | 22" drum sander | Sanding (stationary equipment) |  | Mark Shumake | mshumake@lsu.edu | 83770
Art & Design | N/A | Design Shop | https://design.lsu.edu/student-life/facilities/design-shop/ | Stationary equipment as well as hand-held power and manual tools | Downdraft table (4) | Sanding (stationary equipment) |  | Mark Shumake | mshumake@lsu.edu | 83770
Art & Design | N/A | Design Shop | https://design.lsu.edu/student-life/facilities/design-shop/ | Stationary equipment as well as hand-held power and manual tools | 18" x 32" 60 Watt CO2 laser engraver (2) ($0.25 per minute) | CAD Equipment (stationary equipment) |  | Mark Shumake | mshumake@lsu.edu | 83770
Art & Design | N/A | Design Shop | https://design.lsu.edu/student-life/facilities/design-shop/ | Stationary equipment as well as hand-held power and manual tools | 40" x 55" 150 Watt CO2 laser engraver (2) ($0.25 per minute) | CAD Equipment (stationary equipment) |  | Mark Shumake | mshumake@lsu.edu | 83770
Art & Design | N/A | Design Shop | https://design.lsu.edu/student-life/facilities/design-shop/ | Stationary equipment as well as hand-held power and manual tools | Circular saws | Cutting (hand-held power and manual tools) |  | Mark Shumake | mshumake@lsu.edu | 83770
Art & Design | N/A | Design Shop | https://design.lsu.edu/student-life/facilities/design-shop/ | Stationary equipment as well as hand-held power and manual tools | Jig saws | Cutting (hand-held power and manual tools) |  | Mark Shumake | mshumake@lsu.edu | 83770
Art & Design | N/A | Design Shop | https://design.lsu.edu/student-life/facilities/design-shop/ | Stationary equipment as well as hand-held power and manual tools | Chainsaw (electric) | Cutting (hand-held power and manual tools) |  | Mark Shumake | mshumake@lsu.edu | 83770
Art & Design | N/A | Design Shop | https://design.lsu.edu/student-life/facilities/design-shop/ | Stationary equipment as well as hand-held power and manual tools | Hole saws | Cutting (hand-held power and manual tools) |  | Mark Shumake | mshumake@lsu.edu | 83770
Art & Design | N/A | Design Shop | https://design.lsu.edu/student-life/facilities/design-shop/ | Stationary equipment as well as hand-held power and manual tools | Various hand saws | Cutting (hand-held power and manual tools) |  | Mark Shumake | mshumake@lsu.edu | 83770
Art & Design | N/A | Design Shop | https://design.lsu.edu/student-life/facilities/design-shop/ | Stationary equipment as well as hand-held power and manual tools | Electric drills | Boring (hand-held power and manual tools) |  | Mark Shumake | mshumake@lsu.edu | 83770
Art & Design | N/A | Design Shop | https://design.lsu.edu/student-life/facilities/design-shop/ | Stationary equipment as well as hand-held power and manual tools | Cordless drills | Boring (hand-held power and manual tools) |  | Mark Shumake | mshumake@lsu.edu | 83770
Art & Design | N/A | Design Shop | https://design.lsu.edu/student-life/facilities/design-shop/ | Stationary equipment as well as hand-held power and manual tools | Hammer drill | Boring (hand-held power and manual tools) |  | Mark Shumake | mshumake@lsu.edu | 83770
Art & Design | N/A | Design Shop | https://design.lsu.edu/student-life/facilities/design-shop/ | Stationary equipment as well as hand-held power and manual tools | Twist, Brad Point, Forstner, Spade, and Masonry drill bits | Boring (hand-held power and manual tools) |  | Mark Shumake | mshumake@lsu.edu | 83770
Art & Design | N/A | Design Shop | https://design.lsu.edu/student-life/facilities/design-shop/ | Stationary equipment as well as hand-held power and manual tools | Router | Shaping (hand-held power and manual tools) |  | Mark Shumake | mshumake@lsu.edu | 83770
Art & Design | N/A | Design Shop | https://design.lsu.edu/student-life/facilities/design-shop/ | Stationary equipment as well as hand-held power and manual tools | Power planer | Shaping (hand-held power and manual tools) |  | Mark Shumake | mshumake@lsu.edu | 83770
Art & Design | N/A | Design Shop | https://design.lsu.edu/student-life/facilities/design-shop/ | Stationary equipment as well as hand-held power and manual tools | Power carver | Shaping (hand-held power and manual tools) |  | Mark Shumake | mshumake@lsu.edu | 83770
Art & Design | N/A | Design Shop | https://design.lsu.edu/student-life/facilities/design-shop/ | Stationary equipment as well as hand-held power and manual tools | Die grinder | Shaping (hand-held power and manual tools) |  | Mark Shumake | mshumake@lsu.edu | 83770
Art & Design | N/A | Design Shop | https://design.lsu.edu/student-life/facilities/design-shop/ | Stationary equipment as well as hand-held power and manual tools | Angle grinder | Shaping (hand-held power and manual tools) |  | Mark Shumake | mshumake@lsu.edu | 83770
Art & Design | N/A | Design Shop | https://design.lsu.edu/student-life/facilities/design-shop/ | Stationary equipment as well as hand-held power and manual tools | Various chisels and gouges | Shaping (hand-held power and manual tools) |  | Mark Shumake | mshumake@lsu.edu | 83770
Art & Design | N/A | Design Shop | https://design.lsu.edu/student-life/facilities/design-shop/ | Stationary equipment as well as hand-held power and manual tools | Various planes | Shaping (hand-held power and manual tools) |  | Mark Shumake | mshumake@lsu.edu | 83770
Art & Design | N/A | Design Shop | https://design.lsu.edu/student-life/facilities/design-shop/ | Stationary equipment as well as hand-held power and manual tools | Spoke shaves | Shaping (hand-held power and manual tools) |  | Mark Shumake | mshumake@lsu.edu | 83770
Art & Design | N/A | Design Shop | https://design.lsu.edu/student-life/facilities/design-shop/ | Stationary equipment as well as hand-held power and manual tools | Draw knife | Shaping (hand-held power and manual tools) |  | Mark Shumake | mshumake@lsu.edu | 83770
Art & Design | N/A | Design Shop | https://design.lsu.edu/student-life/facilities/design-shop/ | Stationary equipment as well as hand-held power and manual tools | Adze | Shaping (hand-held power and manual tools) |  | Mark Shumake | mshumake@lsu.edu | 83770
Art & Design | N/A | Design Shop | https://design.lsu.edu/student-life/facilities/design-shop/ | Stationary equipment as well as hand-held power and manual tools | Various files, rasps, and card scrapers | Shaping (hand-held power and manual tools) |  | Mark Shumake | mshumake@lsu.edu | 83770
Art & Design | N/A | Design Shop | https://design.lsu.edu/student-life/facilities/design-shop/ | Stationary equipment as well as hand-held power and manual tools | Palm sanders | Sanding (hand-held power and manual tools) |  | Mark Shumake | mshumake@lsu.edu | 83770
Art & Design | N/A | Design Shop | https://design.lsu.edu/student-life/facilities/design-shop/ | Stationary equipment as well as hand-held power and manual tools | Drum sander | Sanding (hand-held power and manual tools) |  | Mark Shumake | mshumake@lsu.edu | 83770
Art & Design | N/A | Design Shop | https://design.lsu.edu/student-life/facilities/design-shop/ | Stationary equipment as well as hand-held power and manual tools | Belt sanders | Sanding (hand-held power and manual tools) |  | Mark Shumake | mshumake@lsu.edu | 83770
Art & Design | N/A | Design Shop | https://design.lsu.edu/student-life/facilities/design-shop/ | Stationary equipment as well as hand-held power and manual tools | Sandpaper | Sanding (hand-held power and manual tools); provided in most grits |  | Mark Shumake | mshumake@lsu.edu | 83770
Art & Design | N/A | Design Shop | https://design.lsu.edu/student-life/facilities/design-shop/ | Stationary equipment as well as hand-held power and manual tools | Brad nailers | Fastening (hand-held power and manual tools) |  | Mark Shumake | mshumake@lsu.edu | 83770
Art & Design | N/A | Design Shop | https://design.lsu.edu/student-life/facilities/design-shop/ | Stationary equipment as well as hand-held power and manual tools | Finish nailers | Fastening (hand-held power and manual tools) |  | Mark Shumake | mshumake@lsu.edu | 83770
Art & Design | N/A | Design Shop | https://design.lsu.edu/student-life/facilities/design-shop/ | Stationary equipment as well as hand-held power and manual tools | Framing nailers | Fastening (hand-held power and manual tools) |  | Mark Shumake | mshumake@lsu.edu | 83770
Art & Design | N/A | Design Shop | https://design.lsu.edu/student-life/facilities/design-shop/ | Stationary equipment as well as hand-held power and manual tools | Narrow crown stapler | Fastening (hand-held power and manual tools) |  | Mark Shumake | mshumake@lsu.edu | 83770
Art & Design | N/A | Design Shop | https://design.lsu.edu/student-life/facilities/design-shop/ | Stationary equipment as well as hand-held power and manual tools | V nailer | Fastening (hand-held power and manual tools) |  | Mark Shumake | mshumake@lsu.edu | 83770
Art & Design | N/A | Design Shop | https://design.lsu.edu/student-life/facilities/design-shop/ | Stationary equipment as well as hand-held power and manual tools | Pin nailer | Fastening (hand-held power and manual tools) |  | Mark Shumake | mshumake@lsu.edu | 83770
Art & Design | N/A | Design Shop | https://design.lsu.edu/student-life/facilities/design-shop/ | Stationary equipment as well as hand-held power and manual tools | Impact driver | Fastening (hand-held power and manual tools) |  | Mark Shumake | mshumake@lsu.edu | 83770
Art & Design | N/A | Design Shop | https://design.lsu.edu/student-life/facilities/design-shop/ | Stationary equipment as well as hand-held power and manual tools | Framing pointer | Fastening (hand-held power and manual tools) |  | Mark Shumake | mshumake@lsu.edu | 83770
Art & Design | N/A | Design Shop | https://design.lsu.edu/student-life/facilities/design-shop/ | Stationary equipment as well as hand-held power and manual tools | Manual staple guns | Fastening (hand-held power and manual tools) |  | Mark Shumake | mshumake@lsu.edu | 83770
Art & Design | N/A | Design Shop | https://design.lsu.edu/student-life/facilities/design-shop/ | Stationary equipment as well as hand-held power and manual tools | Plate joiner (biscuits provided) | Fastening (hand-held power and manual tools) |  | Mark Shumake | mshumake@lsu.edu | 83770
Art & Design | N/A | Design Shop | https://design.lsu.edu/student-life/facilities/design-shop/ | Stationary equipment as well as hand-held power and manual tools | Fasteners for pneumatic tools, wood glue, and assorted nails and screws provided | Fastening (hand-held power and manual tools) |  | Mark Shumake | mshumake@lsu.edu | 83770
Art & Design | N/A | Design Shop | https://design.lsu.edu/student-life/facilities/design-shop/ | Stationary equipment as well as hand-held power and manual tools | 5' x 4' x 5' paint booth | Finishing (hand-held power and manual tools) |  | Mark Shumake | mshumake@lsu.edu | 83770
Art & Design | N/A | Design Shop | https://design.lsu.edu/student-life/facilities/design-shop/ | Stationary equipment as well as hand-held power and manual tools | Siphon feed spray gun | Finishing (hand-held power and manual tools) |  | Mark Shumake | mshumake@lsu.edu | 83770
Art & Design | N/A | Design Shop | https://design.lsu.edu/student-life/facilities/design-shop/ | Stationary equipment as well as hand-held power and manual tools | Various paints, stains, and oils | Finishing (hand-held power and manual tools) |  | Mark Shumake | mshumake@lsu.edu | 83770
Art & Design | N/A | Design Shop | https://design.lsu.edu/student-life/facilities/design-shop/ | Stationary equipment as well as hand-held power and manual tools | Rags and chip brushes | Finishing (hand-held power and manual tools) |  | Mark Shumake | mshumake@lsu.edu | 83770
Art & Design | N/A | Design Shop | https://design.lsu.edu/student-life/facilities/design-shop/ | Stationary equipment as well as hand-held power and manual tools | Cyclone dust collector | Controlled by Eco Gate control system; for dust collection (hand-held power and manual tools) |  | Mark Shumake | mshumake@lsu.edu | 83770
Art & Design | N/A | Design Shop | https://design.lsu.edu/student-life/facilities/design-shop/ | Stationary equipment as well as hand-held power and manual tools | Glasses, goggles, and face shields | Safety (hand-held power and manual tools) |  | Mark Shumake | mshumake@lsu.edu | 83770
Art & Design | N/A | Design Shop | https://design.lsu.edu/student-life/facilities/design-shop/ | Stationary equipment as well as hand-held power and manual tools | Disposable ear plugs | Safety (hand-held power and manual tools) |  | Mark Shumake | mshumake@lsu.edu | 83770
Art & Design | N/A | Design Shop | https://design.lsu.edu/student-life/facilities/design-shop/ | Stationary equipment as well as hand-held power and manual tools | Dust masks | Safety (hand-held power and manual tools) |  | Mark Shumake | mshumake@lsu.edu | 83770
Art & Design | N/A | Design Shop | https://design.lsu.edu/student-life/facilities/design-shop/ | Stationary equipment as well as hand-held power and manual tools | Disposable gloves | Safety (hand-held power and manual tools) |  | Mark Shumake | mshumake@lsu.edu | 83770
Art & Design | N/A | Design Shop | https://design.lsu.edu/student-life/facilities/design-shop/ | Stationary equipment as well as hand-held power and manual tools | Storage | Storage available when projects are in progress |  | Mark Shumake | mshumake@lsu.edu | 83770
Art & Design | N/A | Fabrication Factory | https://design.lsu.edu/student-life/facilities/fabrication-lab/ | A new digital laboratory where students and faculty have the capacity to create a multidisciplinary, active, team-learning environment by leveraging large-scale digital fabrication equipment | N/A | N/A |  | Mark Shumake | mshumake@lsu.edu | 83770
Art & Design | N/A | Hilltop Arboretum | https://design.lsu.edu/student-life/facilities/hilltop-arboretum/ | A 14-acre museum of native plants located on historic Highland Road in Baton Rouge, Louisiana. The arboretum, which includes a pond with an elevated wooden boardwalk surrounded by native aquatic plants, showcases an extensive collection of more than 150 species of Southern native trees, shrubs, and wildflowers. An integral part of the College of Art & Design, students and faculty of the college, particularly the Robert Reich School of Landscape Architecture, use the arboretum for research, teaching, and service activities. The Friends of Hilltop Arboretum are continually developing education programs to engage the broader community, and through fundraising and programming, are providing operational support. Open seven days a week during daylight hours. | N/A | N/A |  | Peggy Davis Coates | pdavis@lsu.edu | 2257676916
Art & Design | N/A | IDEA Hub | https://design.lsu.edu/student-life/facilities/idea-hub/ | This studio space is located on the first floor of the Art Building and features high-end equipment and cutting-edge technologies. In addition to the hub, four designated nodes, or satellite studios, within digital art, graphic design, photography, and printmaking, were established to accommodate multidisciplinary and multimedia projects such as those developed for exhibition displays, large-format imaging, contemporary letterpress technologies, and interactive digital cinema, animation, and gaming technologies. Configuration within the hub and nodes enables faculty, graduate students, upper-level undergraduates, and other users to connect to digital resources with networked laptops and mobile devices and to transport content between workstations, studios, and multiple presentation environments. | Red 4K Scarlet camera | $15,000 Red 4K Scarlet camera capable of capturing 5K stills and 4K motion footage is in constant use and in high demand within the school and across the university |  | N/A | art@lsu.edu | 85411
Art & Design | N/A | IDEA Hub | https://design.lsu.edu/student-life/facilities/idea-hub/ | This studio space is located on the first floor of the Art Building and features high-end equipment and cutting-edge technologies. In addition to the hub, four designated nodes, or satellite studios, within digital art, graphic design, photography, and printmaking, were established to accommodate multidisciplinary and multimedia projects such as those developed for exhibition displays, large-format imaging, contemporary letterpress technologies, and interactive digital cinema, animation, and gaming technologies. Configuration within the hub and nodes enables faculty, graduate students, upper-level undergraduates, and other users to connect to digital resources with networked laptops and mobile devices and to transport content between workstations, studios, and multiple presentation environments. | Large-format printers and Hasselblad Flextight X5 scanner | Printers and $25,000 Hasselblad Flextight X5 scanner, which students can use to print and scan large-format photographic negatives and prints in color and black-and-white at extremely high resolutions |  | N/A | art@lsu.edu | 85411
Art & Design | N/A | IDEA Hub | https://design.lsu.edu/student-life/facilities/idea-hub/ | This studio space is located on the first floor of the Art Building and features high-end equipment and cutting-edge technologies. In addition to the hub, four designated nodes, or satellite studios, within digital art, graphic design, photography, and printmaking, were established to accommodate multidisciplinary and multimedia projects such as those developed for exhibition displays, large-format imaging, contemporary letterpress technologies, and interactive digital cinema, animation, and gaming technologies. Configuration within the hub and nodes enables faculty, graduate students, upper-level undergraduates, and other users to connect to digital resources with networked laptops and mobile devices and to transport content between workstations, studios, and multiple presentation environments. | Jet 750 A-2 Platemaker | Housed in the printmaking node, the platemaker is fundamental in modernizing the traditional letterpress. This equipment allows the artist or designer freedom from a structured grid imposed by lines of metal type and, most importantly, to integrate imagery and text as one matrix. The platemaker serves digital, graphic-design, and printmaking students and promotes interdisciplinary connections to the English and creative writing departments, whose students often enroll in book arts and papermaking courses. |  | N/A | art@lsu.edu | 85411
Art & Design | Interior Design | Lighting Lab | https://design.lsu.edu/student-life/facilities/lighting-lab/ | The School of Interior Design maintains a Lighting Lab funded, in part, through an LSU Student Technology Fee award, and is available to all students and faculty in the College of Art & Design. The Lab was established in 2019 as an interdisciplinary resource for students and faculty to study the art and science of light and application of daylighting and innovative artificial lighting technologies. The Lab features two PC graphics workstations w/ Licaso software, VR headsets, a state-of-the-art Betanit Nitter brand Orange Professional Heliodon, fluorescent, halogen, incandescent and LED lamp kits, the Illuminating Engineering Society digital lighting library, ceiling mounted track lighting, and digital lighting control console.. The Lab features two PC graphics workstations w/ Licaso software, VR headsets, a state-of-the-art Betanit Nitter brand Orange Professional Heliodon, fluorescent, halogen, incandescent and LED lamp kits, the Illuminating Engineering Society digital lighting library, ceiling mounted track lighting, and digital lighting control console | PC Workstations (x2) | Includes Licaso software |  | Philip Tebbut | ptebbut@lsu.edu | 88422
Art & Design | Interior Design | Lighting Lab | https://design.lsu.edu/student-life/facilities/lighting-lab/ | The School of Interior Design maintains a Lighting Lab funded, in part, through an LSU Student Technology Fee award, and is available to all students and faculty in the College of Art & Design. The Lab was established in 2019 as an interdisciplinary resource for students and faculty to study the art and science of light and application of daylighting and innovative artificial lighting technologies. The Lab features two PC graphics workstations w/ Licaso software, VR headsets, a state-of-the-art Betanit Nitter brand Orange Professional Heliodon, fluorescent, halogen, incandescent and LED lamp kits, the Illuminating Engineering Society digital lighting library, ceiling mounted track lighting, and digital lighting control console.. The Lab features two PC graphics workstations w/ Licaso software, VR headsets, a state-of-the-art Betanit Nitter brand Orange Professional Heliodon, fluorescent, halogen, incandescent and LED lamp kits, the Illuminating Engineering Society digital lighting library, ceiling mounted track lighting, and digital lighting control console | VR Headsets |  |  | Philip Tebbut | ptebbut@lsu.edu | 88422
Art & Design | Interior Design | Lighting Lab | https://design.lsu.edu/student-life/facilities/lighting-lab/ | The School of Interior Design maintains a Lighting Lab funded, in part, through an LSU Student Technology Fee award, and is available to all students and faculty in the College of Art & Design. The Lab was established in 2019 as an interdisciplinary resource for students and faculty to study the art and science of light and application of daylighting and innovative artificial lighting technologies. The Lab features two PC graphics workstations w/ Licaso software, VR headsets, a state-of-the-art Betanit Nitter brand Orange Professional Heliodon, fluorescent, halogen, incandescent and LED lamp kits, the Illuminating Engineering Society digital lighting library, ceiling mounted track lighting, and digital lighting control console.. The Lab features two PC graphics workstations w/ Licaso software, VR headsets, a state-of-the-art Betanit Nitter brand Orange Professional Heliodon, fluorescent, halogen, incandescent and LED lamp kits, the Illuminating Engineering Society digital lighting library, ceiling mounted track lighting, and digital lighting control console | Orange Professional Heliodon | State-of-the-art Betanit Nitter brand |  | Philip Tebbut | ptebbut@lsu.edu | 88422
Art & Design | Interior Design | Lighting Lab | https://design.lsu.edu/student-life/facilities/lighting-lab/ | The School of Interior Design maintains a Lighting Lab funded, in part, through an LSU Student Technology Fee award, and is available to all students and faculty in the College of Art & Design. The Lab was established in 2019 as an interdisciplinary resource for students and faculty to study the art and science of light and application of daylighting and innovative artificial lighting technologies. The Lab features two PC graphics workstations w/ Licaso software, VR headsets, a state-of-the-art Betanit Nitter brand Orange Professional Heliodon, fluorescent, halogen, incandescent and LED lamp kits, the Illuminating Engineering Society digital lighting library, ceiling mounted track lighting, and digital lighting control console.. The Lab features two PC graphics workstations w/ Licaso software, VR headsets, a state-of-the-art Betanit Nitter brand Orange Professional Heliodon, fluorescent, halogen, incandescent and LED lamp kits, the Illuminating Engineering Society digital lighting library, ceiling mounted track lighting, and digital lighting control console | Lamp kits | Fluorescent, halogen, incandescent, and LED lamp kits |  | Philip Tebbut | ptebbut@lsu.edu | 88422
Art & Design | Interior Design | Lighting Lab | https://design.lsu.edu/student-life/facilities/lighting-lab/ | The School of Interior Design maintains a Lighting Lab funded, in part, through an LSU Student Technology Fee award, and is available to all students and faculty in the College of Art & Design. The Lab was established in 2019 as an interdisciplinary resource for students and faculty to study the art and science of light and application of daylighting and innovative artificial lighting technologies. The Lab features two PC graphics workstations w/ Licaso software, VR headsets, a state-of-the-art Betanit Nitter brand Orange Professional Heliodon, fluorescent, halogen, incandescent and LED lamp kits, the Illuminating Engineering Society digital lighting library, ceiling mounted track lighting, and digital lighting control console.. The Lab features two PC graphics workstations w/ Licaso software, VR headsets, a state-of-the-art Betanit Nitter brand Orange Professional Heliodon, fluorescent, halogen, incandescent and LED lamp kits, the Illuminating Engineering Society digital lighting library, ceiling mounted track lighting, and digital lighting control console | Illuminating Engineering Society digital lighting library | Needs description |  | Philip Tebbut | ptebbut@lsu.edu | 88422
Art & Design | Interior Design | Lighting Lab | https://design.lsu.edu/student-life/facilities/lighting-lab/ | The School of Interior Design maintains a Lighting Lab funded, in part, through an LSU Student Technology Fee award, and is available to all students and faculty in the College of Art & Design. The Lab was established in 2019 as an interdisciplinary resource for students and faculty to study the art and science of light and application of daylighting and innovative artificial lighting technologies. The Lab features two PC graphics workstations w/ Licaso software, VR headsets, a state-of-the-art Betanit Nitter brand Orange Professional Heliodon, fluorescent, halogen, incandescent and LED lamp kits, the Illuminating Engineering Society digital lighting library, ceiling mounted track lighting, and digital lighting control console.. The Lab features two PC graphics workstations w/ Licaso software, VR headsets, a state-of-the-art Betanit Nitter brand Orange Professional Heliodon, fluorescent, halogen, incandescent and LED lamp kits, the Illuminating Engineering Society digital lighting library, ceiling mounted track lighting, and digital lighting control console | Track lighting | Ceiling mounted |  | Philip Tebbut | ptebbut@lsu.edu | 88422
Art & Design | Interior Design | Lighting Lab | https://design.lsu.edu/student-life/facilities/lighting-lab/ | The School of Interior Design maintains a Lighting Lab funded, in part, through an LSU Student Technology Fee award, and is available to all students and faculty in the College of Art & Design. The Lab was established in 2019 as an interdisciplinary resource for students and faculty to study the art and science of light and application of daylighting and innovative artificial lighting technologies. The Lab features two PC graphics workstations w/ Licaso software, VR headsets, a state-of-the-art Betanit Nitter brand Orange Professional Heliodon, fluorescent, halogen, incandescent and LED lamp kits, the Illuminating Engineering Society digital lighting library, ceiling mounted track lighting, and digital lighting control console.. The Lab features two PC graphics workstations w/ Licaso software, VR headsets, a state-of-the-art Betanit Nitter brand Orange Professional Heliodon, fluorescent, halogen, incandescent and LED lamp kits, the Illuminating Engineering Society digital lighting library, ceiling mounted track lighting, and digital lighting control console | Digital lighting control console | Needs description |  | Philip Tebbut | ptebbut@lsu.edu | 88422
Art & Design | N/A | Materials Lab | https://design.lsu.edu/student-life/facilities/materials-resource-library/ | The lab provides a controlled area to research materials, finishes, and furnishings. Students and faculty can browse a full range of samples and document specifications, find product information from vendor websites, request samples, and utilize a light booth to evaluate materials and finishes under varying light sources. Samples and literature are updated throughout the year. | N/A | N/A |  | Kelly Greeson | greesonl@lsu.edu | 88422
Art & Design | N/A | Materials Resource Library | https://design.lsu.edu/student-life/facilities/materials-resource-library/ | Students and faculty can research materials, finishes, and furnishings and browse a full range of samples | N/A | N/A |  | Kelly Greeson | greesonl@lsu.edu | 88422
Art & Design | N/A | VizLab | https://design.lsu.edu/student-life/facilities/vizlab/ | The LSU College of Art and Design Visualization Lab (formerly known as CADGIS) is located in rooms 216 and 217 of the LSU Design Building. VizLab is dedicated to teaching and research in the areas of computer-aided design, image-processing, and more applications in architecture, art, interior design, and landscape architecture. VizLab also offers large-format printing and scanning and other computer services geared toward design. | VizLab Computer Workstations (x20) | Lenovo ThinkStation P510; Intel Xeon E5-1660 v4 @ 3.2 GHz; 16 GB RAM; NVIDIA GeForce GTX 1060 6GB; 256 GB SSD (OS); 1 TB HDD (Storage). Sixteen stations are equipped with Wacom Cintiq pen displays |  | Zak Berkowitz | adsn@lsu.edu | 86134
Art & Design | N/A | VizLab | https://design.lsu.edu/student-life/facilities/vizlab/ | The LSU College of Art and Design Visualization Lab (formerly known as CADGIS) is located in rooms 216 and 217 of the LSU Design Building. VizLab is dedicated to teaching and research in the areas of computer-aided design, image-processing, and more applications in architecture, art, interior design, and landscape architecture. VizLab also offers large-format printing and scanning and other computer services geared toward design. | VizLab software | Adobe Creative Cloud; AutoDesk; ERSI ArcGIS desktop; Rhinoceros 5 w/ Rhinoterrain and Grasshopper extensions; Rhinoceros 6; Lumion; Agisoft Metashape; Zbrush |  | Zak Berkowitz | adsn@lsu.edu | 86134
Art & Design | N/A | VizLab | https://design.lsu.edu/student-life/facilities/vizlab/ | The LSU College of Art and Design Visualization Lab (formerly known as CADGIS) is located in rooms 216 and 217 of the LSU Design Building. VizLab is dedicated to teaching and research in the areas of computer-aided design, image-processing, and more applications in architecture, art, interior design, and landscape architecture. VizLab also offers large-format printing and scanning and other computer services geared toward design. | VizLab Printers, Plotters, and Scanners | HP DesignJet Z6200 42" Photo Printer (x3); Océ PlotWave 340; HP LaserJet 700 M712n Black and White Laser Printer; HP LaserJet M750dn Color Laser Printer; HP SD Pro 44-in Scanner; HP Scanjet Enterprise Flow N9120 fn2 |  | Zak Berkowitz | adsn@lsu.edu | 86134

## Coast & Environment
LSU Facilities and Equipment
College/Office | School/Department (if applicable) | Facility/Laboratory | Facility/Laboratory Link | Facility/Laboratory Description | Equipment/Process Name | Equipment/Process Description | Cost Center? | Contact Name | Contact Email | Contact Phone Number
Coast & Environment | N/A | Seascape Ecology Lab | https://www.seascapelab.com/ | Their interests reside at the interface of animal biology, marine ecology, and ecological modeling. The lab seeks to understand how interconnected marine communities respond to global climate changes, and how best to conserve and restore natural marine resources in an uncertain future. | N/A | N/A |  | Dan Holstein | dholstein1@lsu.edu | 86371
Coast & Environment | N/A | Transboundary Aquatic and Coastal Ecology (TRACE) Lab | https://www.stevemidway.com/ | TRACE Lab investigate species and ecosystem-level questions, of fishes inhabiting headwater streams to coastal and offshore habitats. They ask basic questions about reproductive biology and strategies, stock structure, and life history; however, they simultaneously investigate macroscale ecological drivers. For example, they may use multiple data sets to inform transboundary and continental-scale ecological patterns, such as cross-scale interactions (CSIs). A diversity of statistical analyses are used, with a focus on hierarchical models and Bayesian estimation procedures for improving some of the historical shortcomings of statistical modeling (all while producing reproducible research). They collaborate with a wide range of academic agency personnel, in order to help maximize the use of data and make new discoveries. | N/A | N/A |  | Steve Midway | smidway@lsu.edu | 86458
Coast & Environment | N/A | Fox Finders Lab |  | Needs description | Unknown | Unknown | Unknown | Unknown | Unknown | Unknown
Coast & Environment | N/A | LA Geographic Information Center | https://appl103.lsu.edu/dir/dirdept.nsf/AlphaListing?OpenAgent&lkey=000543 | Needs description | Unknown | Unknown | Unknown | Unknown | Unknown | Unknown
Coast & Environment | N/A | Plankton Laboratory |  | Needs description | Unknown | Unknown | Unknown | Unknown | Unknown | Unknown
Coast & Environment | N/A | Response and Chemical Hazard Assessment (RCAT) | https://www.lsu.edu/ehs/research-safety/chemical.php | Needs description | Unknown | Unknown | Unknown | Unknown | Unknown | Unknown
Coast & Environment | N/A | Atmospheric and Oceanic Circulation Lab |  | Unknown | Unknown | Unknown |  | Unknown | Unknown | 86316
Coast & Environment | N/A | Coastal Systems Ecology Lab |  | The Coastal Systems Ecology Lab is located in the Oceanography and Coastal Sciences department at Louisiana State University in Baton Rouge, LA. They study coastal ecosystems in Louisiana, Florida, and around the world. Much of their focus is on Wax Lake Delta, a newly emergent coastal deltaic floodplain in the coastal Louisiana. | N/A | N/A |  | Unknown | Unknown | Unknown
Coast & Environment | DOCS | Atmospheric and Oceanic Circulation Lab | https://www.lsu.edu/cce/research/index.php#:~:text=Atmospheric%20and%20Oceanic%20Circulation%20Lab | Coastal weather and Climate, atmospheric circulation variability, natural hazards and risks, tropical cyclone dynamics, surface-atmosphere interactions, synoptic meteorology and climatology. | Computer modeling lab | N/A |  | Robert Rohli | rohli@lsu.edu | 86346
Coast & Environment | DOCS | Biophysical Ocean Modeling | https://chsharrison.wordpress.com/ | Physical, biogeochemical and ocean ecosystem modeling, applied mathematics, marine ecology, fisheries, climate impacts on marine ecosystems and fisheries, physical and biological transport, ecological dispersal, mesoscale biophysical interactions, geoengineering. | Computer modeling lab |  |  | Cheryl Harrison | cherylharrison@lsu.edu | 86425
Coast & Environment | DOCS | Bloom Ecology Lab | N/A | Freshwater, estuarine and marine phytoplankton ecology, harmful algal blooms and food web contamination, phytoplankton-zooplankton interactions, global climate change. | N/A | N/A |  | Sibel Bargu Ates | sbargu@lsu.edu | 83334
Coast & Environment | ENVS | Carbon Cycling Engineering | https://www.lsu.edu/cce/research/index.php#:~:text=Carbon%20Cycle%20Engineering | Energy, Climate policy, Carbon dioxide removal, Socio-ecology |  |  |  | Brian Snyder | snyderb@lsu.edu | 84559
Coast & Environment | DOCS | Coastal Hydrology and Hydrodynamics | https://matthewhiatt.wixsite.com/coastalhydrolsu | Louisiana's coastal environment is undergoing an unprecedented phase of wetland loss and degradation. To combat this, The Louisiana Coastal Master Plan aims to inject billions of dollars into coastal protection and restoration. One method - sediment diversions - aims to reconnect the Mississippi River water and its floodplain wetlands by building flow control structures through the levees. The goal with sediment diversions is to build land through natural processes. At Breton Sound, a large sediment diversion is being planned by the Louisiana Coastal protection and Restoration Authority. Our group is aiding in this effort by measuring water velocities and suspended sediment concentrations in the batture region of the planned diversion site. The batture is essentially a vegetated point bar that lies between the river and the levee system. Our initial results show evidence of flow re-circulation over the batture during high water. | N/A | N/A |  | Matt Hiatt | mhiatt1@lsu.edu | 86092
Coast & Environment | DOCS | Coastal Studies Institute | https://www.lsu.edu/csi/index.php | The Coastal Studies Institute (CSI) at LSU maintains a field support facility staffed by experienced and professional technicians, divers, machinists, and engineers. The field support group works in a dedicated 8000 sq. ft. building housing separate space for maintenance and calibration laboratories, fabrication and machine shops, and equipment storage. Staff at LSU field support group has over 30 years of experiences of maintaining equipment in the shop and deploying the equipment in the field. Major equipment at CSI includes a fleet of small boats, acoustic Doppler velocimeters, acoustic Doppler current profilers, optical backscatter sensors, bottom-mounted pressure sensors, five bottom-boundary-layer instrumentation tripods and many others. | N/A | N/A |  | Kevin Xu | kxu@lsu.edu | 80389
Coast & Environment | DOCS | Coastal Systems Ecology Lab | https://www.lsu.edu/cce/research/index.php#:~:text=Coastal%20Systems%20Ecology%20Lab | The Coastal Systems Ecology Lab is located in the Oceanography and Coastal Sciences department at Louisiana State University in Baton Rouge, LA. They study coastal ecosystems in Louisiana, Florida, and around the world. Much of their focus is on Wax Lake Delta, a newly emergent coastal deltaic floodplain in the coastal Louisiana. | N/A | N/A |  | Robert Twilley | rtwilley@lsu.edu | 86445
Coast & Environment | DOCS | Coastal Ocean Estuarine Dynamics Lab | https://oceandynamics.lsu.edu/who.htm | Coastal Ocean Estuarine Dynamics studies what is happening in the water in a similar way as meteorology in the air. In Coastal Ocean Estuarine Dynamics, water salinity, pressure (or depth), and temperature determine water density. Water density gradient and pressure gradient determine the forces that drive the coastal ocean and estuarine circulations which in turn affect the coastal ocean and estuarine ecosystem. | N/A | N/A |  | Chunyan Li | cli@lsu.edu | 83619
Coast & Environment | DOCS | Coastal METeorology (COMET) Lab | https://faculty.lsu.edu/paulmiller/research.php | The LSU COMET Lab studies a variety coastal meteorological events described on their research page. The Lab consists of a large communal workspace with a local research cluster as well as the resources of LSU's High-Performance Computing unit. The COMET Lab occupies 600 square feet on the second floor of LSU's Energy, Coast, and Environment Building. The COMET Lab has unrestricted access to it's own computing cluster as well as shared access to the LSU HPC resources. | Computer modeling lab, meteorlogical equipment. | N/A |  | Paul Miller | pmiller1@lsu.edu | 82734
Coast & Environment | ENVS | Colloids and Radiation Lab | https://www.lsu.edu/cce/research/index.php#:~:text=Colloids%20and%20Radiation%20Research | With the goal of developing new principles and technologies that can improve the quality of human life and lead to sustainable development, my research is focused on the fundamentals of colloid and surface science and radiation chemistry and physics, and their applications in environmental engineering and science. My current research interests include colloidal phenomena and contaminant transport modeling in environmental systems, radiation dosimetry and indoor air quality, and chemical and environmental process intensification. |  |  |  | Yong-Ha Kim | yonghakim1@lsu.edu | 84295
Coast & Environment | DOCS | Coupled Ocean Modeling Group | https://faculty.lsu.edu/zxue/ | Uuse Coupled Ocean-Atmosphere-Wave and Sediment Transport Modeling system to understand sediment dynamics during extreme climate events. Use Coupled Physical-Biogeochemical Model to address issues of coastal ecosystem. Use Coupled Climate-Hydrological Model to assess climate change and climate events' impact on rivers and deltas. | Computer modeling lab | N/A |  | George Xue | zxue@lsu.edu | 81118
Coast & Environment | DOCS | Earth Scan Lab | https://www.esl.lsu.edu/ | The mission of the Earth Scan Laboratory is to support research, education, and public service/emergency response with near real time or archival remotely sensed satellite data, including end-to-end processing, analysis, interpretation, and dissemination of relevant datasets. From its central location along the Gulf Coast, the ESL can capture satellite data covering the entire Gulf of Mexico, most of the Western Atlantic, the extreme Eastern Pacific, and the land mass from the Hudson Bay to the northern most part of South America. This data is permanently archived creating a growing record of environmental data for education, research, economic, and forensic applications. | N/A | N/A |  | Nan Walker | nwalker@lsu.edu | 82395
Coast & Environment | DOCS | Ecosystem Modeling Lab | https://www.lsu.edu/cce/research/index.php#:~:text=Ecosystem%20Modeling%20Lab | Ecosystem modeling, biological oceanography, coastal eutrophication, hypoxia, impacts of climate change on coastal ecosystems. |  |  |  | Dubravko Justic | djusti1@lsu.edu | 86394
Coast & Environment | ENVS | Environmental Planning, Policy and Governance Lab | https://www.lsu.edu/cce/research/index.php#:~:text=Environmental%20Planning%2C%20Policy%20and%20Governance%20Lab | Planning, land use change, sustainable transportation, transit, space and policy, economic geography, economic development, environmental governance, environmental policy, hazards, environmental law, law and planning, geographic information systems, social network analysis |  |  |  | Thomas Douthat | tdouthat1@lsu.edu | 84304
Coast & Environment | DOCS | Field Support Group | https://www.lsu.edu/csi/fieldsupport1.php | The Coastal Studies Institute (CSI) at LSU maintains a field support facility staffed by experienced and professional technicians, divers, machinists, and engineers. The field support group works in a dedicated 8000 sq. ft. building housing separate space for maintenance and calibration laboratories, fabrication and machine shops, and equipment storage. Staff at LSU field support group has over 30 years of experiences of maintaining equipment in the shop and deploying the equipment in the field. Major equipment at CSI includes a fleet of small boats, acoustic Doppler velocimeters, acoustic Doppler current profilers, optical backscatter sensors, bottom-mounted pressure sensors, five bottom-boundary-layer instrumentation tripods and many others. | Fleet of small boats |  |  | Chris Cleaver | ccleav1@lsu.edu | 85869
Coast & Environment | DOCS | Fisheries and Movement Ecology | https://www.lsu.edu/cce/research/index.php#:~:text=Fisheries%20and%20Movement%20Ecology | Movement ecology, fisheries science, population connectivity, stock assessment, seascape ecology, habitat use, early life of marine fishes. | Underwater ROVs, fish tag receivers. |  |  | Michael Dance | mdance1@lsu.edu | 81243
Coast & Environment | DOCS | Geaux Viral Lab | https://brumlab.com/ | The Geaux Viral Lab studies marine viral ecology around the globe to understand the roles viruses play in shaping the world we live in. Though viruses are smaller than a wavelength of light, they are the most abundant biological entities in the ocean (over 200 million viruses per mouthful of seawater!) and affect all aspects of ocean life, primarily by infecting the numerous living microorganisms that inhabit the oceans. We investigate these marine viruses using metagenomic sequencing and microscopy, combined with field sampling, to understand what types of viruses are in the ocean and how they impact microbial ecology and biogeochemical cycles. | N/A | N/A |  | Kanchan Maiti | kmaiti@lsu.edu | 84531
Coast & Environment | DOCS | Global Paleoecology Lab | https://www.lsu.edu/cce/research/index.php#:~:text=Global%20Paleoecology%20Lab | The Global Paleoecology Lab is housed in the Department of Oceanography and Coastal Sciences, School of the Coast and Environment. The over-arching theme of their research is global environmental change. They seek to address the question of how climate changes occurring over multiple timescales (from millennial to multidecadal) affect the geosphere-biosphere and how human societies respond to these environmental changes. Their research centers on producing paleoecological records of global environmental changes, and understanding the patterns and processes of these changes occurring in different components of the climate system (tropical cyclones, ENSO, monsoons, westerlies, arctic front). It is truly global in scope as it spans different continents of the world. | N/A | N/A |  | Kam-biu Liu | kliu1@lsu.edu | 88203
Coast & Environment | DOCS | Hypoxia in the Northern Gulf of Mexico | https://gulfhypoxia.net/ | Hypoxia, or low oxygen, is an environmental phenomenon where the concentration of dissolved oxygen in the water column decreases to a level that can no longer support living aquatic organisms. Hypoxic areas, or “Dead Zones,” have increased in duration and frequency across our planet’s oceans since first being noted in the 1970s. The largest hypoxic zone currently affecting the United States, and the second largest hypoxic zone worldwide, is the northern Gulf of Mexico adjacent to the Mississippi River. | N/A | N/A |  | Nancy Rabalais | nrabal@lsu.edu | 88531
Coast & Environment | DOCS | Stable Isotope Ecology Laboratory (Marine and Trophic Ecology) | https://www.lsu.edu/cce/research/labs/wbas.php | The facility has three continuous-flow isotope-ratio mass spectrometers (IRMS) dedicated to both bulk and compound-specific analysis of organic samples. The lab space is well equipped with standard materials and instruments for sample preparation of a wide range of sample types and the different aspects of amino acid hydrolysis, extraction, ion exchange column cleanup, and derivatization. | Three Thermo Delta continuous-flow isotope-ratio mass spectrometer (IRMS) with Elemental Analyzer (Costech ECS 4010) and Gas Bench (Thermo Finnigan GasBench II) | For bulk tissue and soil carbon and nitrogen stable isotope analysis as well as carbonate carbon and oxygen stable isotope analysis |  | Tommy Blanchard | tblanc9@lsu.edu | 89370
Coast & Environment | DOCS | Marine Community Ecology Lab | http://glaspielab.com/ | Marine ecosystems are impacted by anthropogenic stressors such as climate change, habitat loss, and overfishing. An interdisciplinary approach is necessary to address real world problems related to sustainability. The Glaspie Lab's research integrates laboratory, field, and modeling approaches to address the question: how do habitat loss, ocean acidification, and climate change alter interactions between members of an ecological community, and what are the implications for humanity? | N/A | N/A |  | Cassandra Glaspie | cglaspie1@lsu.edu | 80379
Coast & Environment | DOCS | Marine Geochemistry Laboratory | https://lsu.edu/cce/research/labs/marine-geochemistry.php | The current research is aimed towards understanding the fate and transport of different forms of carbon and other pollutants in coastal waters and the deep ocean. Oceans provide us with a special service known as the ‘biological pump.’ In essence, tiny creatures in the ocean called phytoplankton pull carbon dioxide from the ocean surface and convert it into food. Without this conversion, we would have 50% more carbon dioxide in the atmosphere today. However, it’s a delicate balance. If there’s too much nutrient in the ocean and phytoplankton process it, we end up with problems such as eutrophication, dead zones and ocean acidification. Their research seeks to understand the fate and transport of carbon at three critical ocean interfaces - the land-ocean; the sediment-water and surface-deep ocean using a suite of natural radioisotope tracers, in situ sampling and analytical techniques | Dissolved Inorganic carbon analyzer; Total Alkalinity titrator; PCO2 analyzer; alpha, beta, gama and liquid scintillation detctors; insitu microprofiler system, benthic lander system, sediment traps |  |  | Kanchan Maiti | kmaiti@lsu.edu | 84531
Coast & Environment | DOCS | Marine Optics Lab | https://www.lsu.edu/cce/research/index.php#:~:text=Coast%20%26%20Environment%20Bldg-,Marine%20Optics%20Lab,-Eurico%20D%27Sa | Ocean color remote sensing, bio-optical properties of coastal and ocean waters, physical-biogeochemical interactions, coastal biogeochemical processes. |  |  |  | Eurico D'Sa | ejdsa@lsu.edu | 82520
Coast & Environment | ENVS | Molecular Microbiology Lab | https://www.lsu.edu/cce/research/index.php#:~:text=Molecular%20Microbiology%20Lab | Research in how Vibrio spp. (V. parahaemolyticus, V. vulnificus, and V. cholerae) respond to environmental cues, including sea surface temperature, salinity, chlorophyll, turbidity, suspended particulate matter, and dissolved organic carbon. |  |  |  | Crystal Johnson | cnjohnson@lsu.edu | 89422
Coast & Environment | DOCS | Ocean Dynamic & Biogeochemical Processes | https://faculty.lsu.edu/liang/index.php | They conduct numerical and theoretical studies of oceanic physical and biogeochemical processes in either an idealized setting or a realistic oceanic region. Their research is motivated by the need to better predict marine environment and climate under a changing climate and human activities. The numerical tools include a large eddy simulation model for ocean surface boundary layer, the Regional Ocean Modeling System, and the Coupled-Ocean-Atmosphere-Wave-Sediment Transport model. They also collaborate with sea-going oceanographers to synthesize in-situ observations and computer simulations. | Computer modeling lab | N/A |  | Jun-Hong Liang | jliang@lsu.edu | 87031
Coast & Environment | ENVS | Phytoplankton Ecology Lab | https://www.lsu.edu/cce/research/index.php#:~:text=Coast%20%26%20Environment%20Bldg-,Phytoplankton%20Ecology%20Lab,-Sibel%20Bargu%20Ates | Phytoplankton ecology, water pollution, climate change | N/A | N/A |  | Edward Laws | edlaws@lsu.edu | 88800
Coast & Environment | ENVS | Predictive Toxicology | https://www.lsu.edu/cce/research/index.php#:~:text=Predictive%20Toxicology | Characterizing differences in sensitivity to chemicals among species, identifying the specific mechanisms that drive those differences, and developing frameworks by which this knowledge can be used to guide more objective ecological risk assessments for native species of regulatory concern. My research combines in silico, in vitro, and in vivo assays, as well as toxicogenomics (transcriptomics, proteomics, metabolomics), for investigations of both model and non-model species of fish, amphibians, reptiles, and birds. | N/A | N/A |  | Jon Doering | jdoering@lsu.edu | 85553
Coast & Environment | ENVS | Public Health Ecology Lab | N/A | Community structure, niche theory, disturbance/disaster ecology and multi-stressors in ecosystems, climate change and sea-level rise, intricate details of basic biology about how insects and spiders survive stressors, food webs and nutrient dynamics – from large scale to minuscule. | N/A | N/A |  | Linda Hooper-Bùi | lindabui@lsu.edu
Coast & Environment | ENVS | Remote Sensing and Geographic Information Science (RSGIS) Research | https://icar.lsu.edu/team/index.html | RSGIS Research Laboratory was established in August 2006 within the Department of Environmental Sciences, College of the Coast and Environment. Formerly the Computer Mapping Science Laboratory established in 1987, the new RSGIS Laboratory is now located in Rm. 2272, Energy, Coast and Environment Building. The RSGIS Lab mission is to support cutting-edge research and teaching in remote sensing, GIScience, and spatial modeling, and to use our knowledge to help solve environmental problems. | N/A | N/A |  | Nina Lam | nlam@lsu.edu | 86197
Coast & Environment | DOCS | Sediment Dynamics Lab | https://faculty.lsu.edu/kxu/ | The studies are focused on the understanding of how climatic and anthropogenic forcings impact a river's sediment discharge from its drainage basin, how sediment is transported by physical oceanographic processes (e.g., waves and currents), and how it is ultimately preserved in deltas, estuaries, wetlands, continental shelves and deeper water. | laser particle size analyzer |  |  | Kevin Xu | kxu@lsu.edu | 80389
Coast & Environment | DOCS | Wavcis | http://www.wavcis.lsu.edu/ | The objective of WAVCIS (wave-current information system) is to provide wave information (sea state) including wave height, period, direction of propagation, water level, surge, near surface current speed and direction and meteorological conditions on a real time basis around the entire Louisiana coast. | N/A | N/A |  | Chunyan Li | cli@lsu.edu | 83619
Coast & Environment | DOCS | Wetland and Aquatic Biogeochemistry Lab | https://faculty.lsu.edu/whitelab/index.php | Biogeochemical cycling of nutrients and contaminants in a range of aquatic systems including freshwater and coastal wetlands, lakes, estuaries and coastal inner shelf environments. Oxidation-reduction reactions, controlled by microbes in the soil/sediment, coupled with sorption control the fate of many contaminants in the environment. We study these processes in soil, sediments, water and biota over a wide range of scales including laboratory reactors, mesocosms as well as full-scale field sampling efforts | Seal Discrete Analyzer AQ300, Seal Discrete Analyzer AQII, Shimadzu ECD-GC for Nox, Shimadzu FID-GC for CH4 & CO2, Biotech microplte reader, incubator, High Speed Centrifuge. |  |  | John White | jrwhite@lsu.edu | 88792
Coast & Environment | DOCS | Wetland Biogeochemistry Analytical Services (WBAS) | https://lsu.edu/cce/research/labs/wbas.php | The Wetland Biogeochemistry Analytical Services (WBAS) is a nonprofit analytical laboratory providing state of the art instrumental and classical wet analytical chemistry. As an operating unit, WBAS provides goods and services to Universities and industry for a fee based on actual incurred costs and which has a total annual direct cost of providing those goods and services. Started in 2005 for supporting University Research and Teaching, the Laboratory is located within the Louisiana State University’s School of the Coast and Environment and is defined as a university service center. We presently specialize in primary nutrient analysis | OI Analytical Flow Solutions IV auto analyzer. SEAL AA-500 Autoanalyzer. Agilent 5800 Inductively Coupled Plasma Optical Emission Spectrophotometer. Shimadzu TOC-L/TN Analyzer.Thermo Scientific Dionex Integrion HPIC Ion Chromatograph. Membrane Inlet Mass Spectrometer. Turner Designs Trilogy Fluorometer.Turner Designs TD-700 Fluorometer. Costech 1040 Elemental Combustion Analyzer. Milestone DMA-80 Mercury Analyzer. SRI 8610C gas chromatograph. Thermo Electron Helios UV-Vis Spectrophotometer. HACH Turbidity Meter. | Water quality nutrient analyses, N, P, C, Si. Carbon and Nitrogen content of sol and plant material. Chla determinations. Measurenet of N2O, CO2 and CH4 in gas samples. Assay determinations for a wide range of tests, currently used to determine enzyme activity in soil and sediments. Nutrient analyses of water, extracts and digests for C, N, P. |  | Thomas Blanchard | tblanc9@lsu.edu | 89370
Coast & Environment | DOCS | Wetland Plant Ecology Lab | https://faculty.lsu.edu/quirklab/ | The Quirk lab focuses on how plants interact with their environment in wetland ecosystems. It examines both pattern and process at the micro- to landscape scale. It examines how plant and microbial processes contribute to nutrient and carbon cycling in natural, restored and created wetland ecosystems. They are also interested in how humans have altered the structure and function of wetlands. They use a combination of field, greenhouse, and laboratory studies to examine factors influencing plants and soils and linkages to hydrologically-connected ecosystems. | N/A | N/A |  | Tracy Quirk | tquirk@lsu.edu | 86426
Coast & Environment | DOCS | Zooplankton and Ecology Laboratory | https://lsu.edu/cce/research/labs/zooplankton.php | The Zooplankton Ecology Laboratory at LSU is equipped with digital imaging systems, nets, and high-frequency acoustic instruments that can be used to count and identify zooplankton in the ocean or in preserved samples. They also direct the Gulf SERPENT Project, an innovative academic-industry-governmental partnership that uses industrial remotely operated vehicles on deepwater petroleum exploration and production facilities to study deep-sea biodiversity. They currently work with BP, Shell, and Anadarko. | N/A | N/A |  | Mark C. Benfield | mbenfie@lsu.edu | 86372

## Engineering
LSU Facilities and Equipment
College/Office | School/Department (if applicable) | Facility/Laboratory | Facility/Laboratory Link | Facility/Laboratory Description | Equipment/Process Name | Equipment/Process Description | Cost Center? | Contact Name | Contact Email | Contact Phone Number
Engineering | N/A | Viz Lab | https://design.lsu.edu/student-life/facilities/vizlab/ | The Chevron Reservoir Characterization/Visualization lab is a state of the art modeling and computational 3D reservoir characterization laboratory. The lab is equipped with high end computer workstations and $67 million worth Schlumberger softwares like Petrel, Intersect, Techlog, as well as other softwares like Simulia Abaqus, et cetera. The lab is used for teaching, research, senior design project work. It is in the process of upgrade to incorporate ‘immersive’ 3D visualization and tracking capabilities, which would be a unique and innovative addition to the College and LSU. | N/A | N/A |  | Ipsita Gupta | igupta@lsu.edu | 88468
Engineering | N/A | Asphalt (Building Science Research) Lab | https://www.lsu.edu/eng/cee/research/facilities.php | The Asphalt lab is a research laboratory for preparing and testing asphalt binders and mixtures. The laboratory is located in room 1327 PFT and includes an asphalt mixer, sieves for aggregates, two ovens, a Superpave Gyratory Compactor, and a diamond saw for preparing asphalt mixtures’ samples. In addition, the lab includes setups to run the maximum specific gravity and bulk specific gravity tests for the volumetrics of the prepared asphalt samples. Besides, a Dynamic Shear Rheometer (DSR) and an AsphaltQube equipment are both available in this lab to run different performance tests on asphalt binder and mixture samples, respectively. The asphalt mixtures and binders can be tested in this lab to evaluate the performance against permanent deformation (rutting), fracture, fatigue cracking, reflective cracking, and low-temperature cracking. | N/A | N/A |  | Husam Sadek and Momen Mousa | hsadek1@lsu.edu; mragab1@lsu.edu | Unknown
Engineering | N/A | Building Science Research Lab | https://www.lsu.edu/eng/cm/research/index.php | The Building Science Research Lab is a research laboratory for preparing and testing asphalt binders and mixtures. The laboratory is located in room 1327 PFT and includes an asphalt mixer, sieves for aggregates, two ovens, a Superpave Gyratory Compactor, and a diamond saw for preparing asphalt mixtures’ samples. In addition, the lab includes setups to run the maximum specific gravity and bulk specific gravity tests for the volumetrics of the prepared asphalt samples. Besides, a Dynamic Shear Rheometer (DSR) and an AsphaltQube equipment are both available in this lab to run different performance tests on asphalt binder and mixture samples, respectively. The asphalt mixtures and binders can be tested in this lab to evaluate the performance against permanent deformation (rutting), fracture, fatigue cracking, reflective cracking, and low-temperature cracking. | N/A | N/A |  | Husam Sadek and Momen Mousa | hsadek1@lsu.edu; mragab1@lsu.edu | Unknown
Engineering | N/A | The MMR Advanced Materials and Methods Lab | https://www.lsu.edu/eng/news/2018/04/mmrribboncutting.php#:~:text=In%20the-,Advanced%20Materials%20and%20Methods%20Laboratory,-%2C%20researchers%20and%20students | The MMR Advanced Materials and Methods Lab is (approximately 2000 ft2) housed in the Department of Construction Management is managed by Dr. Marwa Hassan. This dedicated space is equipped with 4 explosion-proof fume hoods and is equipped with state-of-the-art equipment for characterizing and testing performance of sustainable materials and air quality analysis. The Laboratory also houses equipment for microencapsulation and bead synthesis. | N/A | N/A |  | Marwa Hassan | marwa@lsu.edu | 89189
Engineering | N/A | The BIM Cave Laboratory | https://www.lsu.edu/eng/news/2018/04/mmrribboncutting.php#:~:text=management%20graduating%20class.-,The%20BIM%20%E2%80%9CCave,-%2C%E2%80%9D%20as%20it%20is | The BIM Cave laboratory hosts a CAVE-2 facility located on the second floor of the Patrick Taylor Hall on the LSU campus. The facility has a 20’-diameter circular formation with 44 55” OLED displays on a cluster of 11 MSI Vortex GTX 1080 and a Dell networking computer. The local network is controlled by a Dell Networking N3000 series switch. This facility provides a semi-immersive environment for research and education using virtual reality. The CAVE uses the Unreal Engine for creating virtual reality applications. The inner space of the CAVE can effectively accommodate about 15 people to explore virtual models. One user who takes the lead role uses a regular game controller to navigate through a virtual model. Others will view the model only. The entire display of the CAVE can be reconfigured into five sections, allowing users to view information in different format. For example, a BIM model, cost information, schedule information, energy consumption, and a VR model can be displayed simultaneously in the CAVE. In addition, the 2,400-square-foot laboratory is equipped with a multimedia system to support meetings and presentations. The laboratory is next to a BIM teaching lab. Students taking BIM courses can have easy access to the facility. | N/A | N/A |  | Yimin Zhu | yiminzhu@lsu.edu | 85373
Engineering | N/A | The Climate Chamber | https://www.lsu.edu/eng/cm/academics/master-of-science/facilities.php#:~:text=the%20BIM%20CAVE.-,The%20climate%20chamber,-is%20a%2012 | The climate chamber is located in the engineering extension building. The climate chamber has three enclosed spaces including the main testing area, the control/resting area, and a mechanical room. The size of the testing area is about 13’9” (L) x 10’5” (W) x 9’ (H). The HVAC system in the test area can provide a temperature range of 60⸰F to 95⸰F with humidity from 30% to 90% (maximum 75⸰F dew point), slow air flow, and a low interior noise. There are two radiant panels in the testing area to support the simulation of additional heat sources. The testing area is adjacent to another air-conditioned lab space, the control/resting area, with controllable temperature and humidity as in a typical office. The HVAC system of the chamber is controlled using the Metasys by Johnson Controls. The Metasys can be accessed using a touch screen or a computer in the control/resting area, allowing users to set different parameters for experiments. Users may use other sensors such as temperature, humidity, and airflow sensors for local environmental control, and BIOPAC systems for collecting skin temperature, galvanic skin response, and ECG data of participants in the testing area. | N/A | N/A |  | Yimin Zhu | yiminzhu@lsu.edu | 85373
Engineering | N/A | The Simulator Lab | https://www.lsu.edu/eng/cm/academics/master-of-science/facilities.php#:~:text=The%20Construction%20Equipment%20Simulator%20Lab | The Construction Equipment Simulator Lab has two CAT® simulators Advanced Construction Excavator Simulator System, each of which consists of three 43-inch Smart TV monitors, a frame, controls needed to operate the simulator, a computer, mouse, keyboard, software that supports four languages (English, Spanish, French and Chinese), and a motion system that allows users to feel vibration and movement when the simulated machine is running during training exercises. The system provides experience training exercises such as a Machine Walkaround, Controls Familiarization, Maneuvering the Machine, Maneuvering Hoisted Objects, Dig Footings, Bench Loading, Trenching, and Pipe Installation, and Clearing Debris Piles. Each exercise includes an option to use Grade Control and/or Open Training mode. Plus, record and report each simulator session so operators, instructors, and administrators can see the results. The system can help students understand how to analyze the different facets of productivity, cost estimating, maintenance schedules, and safety protocols through various equipment simulations, and can be utilized as a platform for equipment operator behavior-related research. | N/A | N/A |  | Chao Wang | chaowang@lsu.edu | 89175
Engineering | Mechanical & Industrial Engineering | Advanced Manufacturing and Machining Facility (AMMF) | https://www.lsu.edu/eng/mie/cuf/ammf/index.php | The Advanced Manufacturing and Machining Facility (AMMF) at Louisiana State University is committed to providing high-quality contemporary manufacturing and fabrication resources and services, to offer related educational experiences for students, as well as to enable manufacturing research in the Department of Mechanical & Industrial Engineering, the College of Engineering, other campus units, and the community. The AMMF is a founding member of the Central Users Facilities (CUF) of the Consortium for Innovation in Materials and Manufacturing, a cooperative agreement funded by the National Science Foundation and the LA Board of Regents. |  |  | Yes | Unknown | Unknown | Unknown
Engineering | N/A | Materials, Manufacturing, Testing and Evaluation Facility | https://www.lsu.edu/eng/mie/cuf/MMTEF/mmtef.php | The Materials Manufacturing, Testing, and Evaluation Facility (MMTEF) at Louisiana State University consists of a 6,000 square-foot facility with capabilities covering mechanical testing and non-destructive evaluation of materials capabilities, heat treatment of materials, replication-based micro- and nano-fabrication, and thin-film/coating manufacturing. The MMTEF is a founding member of the Central Users Facilities (CUF) of the Consortium for Innovation in Materials and Manufacturing, a cooperative agreement funded by the National Science Foundation and the LA Board of Regents. The MMTEF site is still under development and more specific information regarding its capabilities will be forthcoming. The MMTEF provides • mechanical testing resources and services, • metallography sample preparation, • heat treatment resources, • micro-/nano-fabrication resources, • thin film synthesis resources. | Test Frames | MTS 858 Mini Bionix II – Static and Dynamic Test Machine 25 kN capacity and extensiometer. Two MTS 810 Material Test System – Static and Dynamic Test Machine 100 kN capacity. Both with MTS 647 Hydraulic Wedge Grips. Test Resources 313 Test Frame – Tensile and Compression Tester 50 kN capacity. Technical Staff: Mark Brennan Location(s): Patrick F Taylor Hall 2354 and 1355 | Yes | Dimitris Nikitopoulos | medimi@lsu.edu | Unknown
Engineering | N/A | Materials, Manufacturing, Testing and Evaluation Facility | https://www.lsu.edu/eng/mie/cuf/MMTEF/mmtef.php | The Materials Manufacturing, Testing, and Evaluation Facility (MMTEF) at Louisiana State University consists of a 6,000 square-foot facility with capabilities covering mechanical testing and non-destructive evaluation of materials capabilities, heat treatment of materials, replication-based micro- and nano-fabrication, and thin-film/coating manufacturing. The MMTEF is a founding member of the Central Users Facilities (CUF) of the Consortium for Innovation in Materials and Manufacturing, a cooperative agreement funded by the National Science Foundation and the LA Board of Regents. The MMTEF site is still under development and more specific information regarding its capabilities will be forthcoming. The MMTEF provides • mechanical testing resources and services, • metallography sample preparation, • heat treatment resources, • micro-/nano-fabrication resources, • thin film synthesis resources. | Test Frame with Environmental Control | ADMET eXpert 2600 Test Frame – Tensile and Compression Tester with Environmental Heating Chamber 5 kN capacity. Faculty Expert: Dr. Guoqiang Li Technical Staff: Mark Brennan Location(s): Patrick F Taylor Hall 2354 Location(s): Patrick F Taylor Hall 2354 and 1355 | Yes | Dimitris Nikitopoulos | medimi@lsu.edu | Unknown
Engineering | N/A | Materials, Manufacturing, Testing and Evaluation Facility | https://www.lsu.edu/eng/mie/cuf/MMTEF/mmtef.php | The Materials Manufacturing, Testing, and Evaluation Facility (MMTEF) at Louisiana State University consists of a 6,000 square-foot facility with capabilities covering mechanical testing and non-destructive evaluation of materials capabilities, heat treatment of materials, replication-based micro- and nano-fabrication, and thin-film/coating manufacturing. The MMTEF is a founding member of the Central Users Facilities (CUF) of the Consortium for Innovation in Materials and Manufacturing, a cooperative agreement funded by the National Science Foundation and the LA Board of Regents. The MMTEF site is still under development and more specific information regarding its capabilities will be forthcoming. The MMTEF provides • mechanical testing resources and services, • metallography sample preparation, • heat treatment resources, • micro-/nano-fabrication resources, • thin film synthesis resources. | Ovens | Yamato DKN400 Constant Temperature Oven. VWR Model 89511 (Gravity Convection 404/406/408 or Forced Air 410/412/414) Oven. VWR Model 1602 High Air Flow Oven. Technical Staff: Mark Brennan Location: Patrick F Taylor Hall 2355F Location(s): Patrick F Taylor Hall 2354 and 1355 | Yes | Dimitris Nikitopoulos | medimi@lsu.edu | Unknown
Engineering | N/A | Materials, Manufacturing, Testing and Evaluation Facility | https://www.lsu.edu/eng/mie/cuf/MMTEF/mmtef.php | The Materials Manufacturing, Testing, and Evaluation Facility (MMTEF) at Louisiana State University consists of a 6,000 square-foot facility with capabilities covering mechanical testing and non-destructive evaluation of materials capabilities, heat treatment of materials, replication-based micro- and nano-fabrication, and thin-film/coating manufacturing. The MMTEF is a founding member of the Central Users Facilities (CUF) of the Consortium for Innovation in Materials and Manufacturing, a cooperative agreement funded by the National Science Foundation and the LA Board of Regents. The MMTEF site is still under development and more specific information regarding its capabilities will be forthcoming. The MMTEF provides • mechanical testing resources and services, • metallography sample preparation, • heat treatment resources, • micro-/nano-fabrication resources, • thin film synthesis resources. | Furnaces | MTI GSL-1700X Tube Furnace. Thermo Scientific Lindberg/Blue M Tube Furnace. Fuji Dr. Sinter Lab Jr. Spark Plasma Sintering System. Thermolyne 79300 Tube Furnace. Technical Staff: Mark Brennan Location: Patrick F Taylor Hall 2355F Location(s): Patrick F Taylor Hall 2354 and 1355 | Yes | Dimitris Nikitopoulos | medimi@lsu.edu | Unknown
Engineering | N/A | Materials, Manufacturing, Testing and Evaluation Facility | https://www.lsu.edu/eng/mie/cuf/MMTEF/mmtef.php | The Materials Manufacturing, Testing, and Evaluation Facility (MMTEF) at Louisiana State University consists of a 6,000 square-foot facility with capabilities covering mechanical testing and non-destructive evaluation of materials capabilities, heat treatment of materials, replication-based micro- and nano-fabrication, and thin-film/coating manufacturing. The MMTEF is a founding member of the Central Users Facilities (CUF) of the Consortium for Innovation in Materials and Manufacturing, a cooperative agreement funded by the National Science Foundation and the LA Board of Regents. The MMTEF site is still under development and more specific information regarding its capabilities will be forthcoming. The MMTEF provides • mechanical testing resources and services, • metallography sample preparation, • heat treatment resources, • micro-/nano-fabrication resources, • thin film synthesis resources. | Thin Film Synthesis | Advanced Chemical Vapor Deposition (CVD), Physical Vapor Deposition (PVD) and Inductive Plasma Assisted (IPA) CVD/PVD systems for thin films and coatings sysnthesis. Faculty Expert: Dr. Wen Jin Meng Technical Staff: Dr. Yang Mu Location: Patrick F Taylor Hall 2355B Location(s): Patrick F Taylor Hall 2354 and 1355 | Yes | Dimitris Nikitopoulos | medimi@lsu.edu | Unknown
Engineering | N/A | Materials, Manufacturing, Testing and Evaluation Facility | https://www.lsu.edu/eng/mie/cuf/MMTEF/mmtef.php | The Materials Manufacturing, Testing, and Evaluation Facility (MMTEF) at Louisiana State University consists of a 6,000 square-foot facility with capabilities covering mechanical testing and non-destructive evaluation of materials capabilities, heat treatment of materials, replication-based micro- and nano-fabrication, and thin-film/coating manufacturing. The MMTEF is a founding member of the Central Users Facilities (CUF) of the Consortium for Innovation in Materials and Manufacturing, a cooperative agreement funded by the National Science Foundation and the LA Board of Regents. The MMTEF site is still under development and more specific information regarding its capabilities will be forthcoming. The MMTEF provides • mechanical testing resources and services, • metallography sample preparation, • heat treatment resources, • micro-/nano-fabrication resources, • thin film synthesis resources. | Vapor Phase Crystal Growth | A unique ultra-high vacuum (UHV) vapor phase system for crystal growth. Faculty Expert: Dr. Wen Jin Meng Technical Staff: Dr. Yang Mu Location: Patrick F Taylor Hall 2355B Location(s): Patrick F Taylor Hall 2354 and 1355 | Yes | Dimitris Nikitopoulos | medimi@lsu.edu | Unknown
Engineering | N/A | Materials, Manufacturing, Testing and Evaluation Facility | https://www.lsu.edu/eng/mie/cuf/MMTEF/mmtef.php | The Materials Manufacturing, Testing, and Evaluation Facility (MMTEF) at Louisiana State University consists of a 6,000 square-foot facility with capabilities covering mechanical testing and non-destructive evaluation of materials capabilities, heat treatment of materials, replication-based micro- and nano-fabrication, and thin-film/coating manufacturing. The MMTEF is a founding member of the Central Users Facilities (CUF) of the Consortium for Innovation in Materials and Manufacturing, a cooperative agreement funded by the National Science Foundation and the LA Board of Regents. The MMTEF site is still under development and more specific information regarding its capabilities will be forthcoming. The MMTEF provides • mechanical testing resources and services, • metallography sample preparation, • heat treatment resources, • micro-/nano-fabrication resources, • thin film synthesis resources. | Specimen Preparation | Variable Speed Polishers. Hand Grinding Stations. Technical Staff: Mark Brennan Location(s): Patrick F Taylor Hall 2355C and 1355 Location(s): Patrick F Taylor Hall 2354 and 1355 | Yes | Dimitris Nikitopoulos | medimi@lsu.edu | Unknown
Engineering | N/A | Materials, Manufacturing, Testing and Evaluation Facility | https://www.lsu.edu/eng/mie/cuf/MMTEF/mmtef.php | The Materials Manufacturing, Testing, and Evaluation Facility (MMTEF) at Louisiana State University consists of a 6,000 square-foot facility with capabilities covering mechanical testing and non-destructive evaluation of materials capabilities, heat treatment of materials, replication-based micro- and nano-fabrication, and thin-film/coating manufacturing. The MMTEF is a founding member of the Central Users Facilities (CUF) of the Consortium for Innovation in Materials and Manufacturing, a cooperative agreement funded by the National Science Foundation and the LA Board of Regents. The MMTEF site is still under development and more specific information regarding its capabilities will be forthcoming. The MMTEF provides • mechanical testing resources and services, • metallography sample preparation, • heat treatment resources, • micro-/nano-fabrication resources, • thin film synthesis resources. | Specimen Inspection | Several microscopes of various types are available for metallographic specimen inspection. Technical Staff: Mark Brennan Location(s): Patrick F Taylor Hall 2355C and 1355 Location(s): Patrick F Taylor Hall 2354 and 1355 | Yes | Dimitris Nikitopoulos | medimi@lsu.edu | Unknown
Engineering | N/A | Materials, Manufacturing, Testing and Evaluation Facility | https://www.lsu.edu/eng/mie/cuf/MMTEF/mmtef.php | The Materials Manufacturing, Testing, and Evaluation Facility (MMTEF) at Louisiana State University consists of a 6,000 square-foot facility with capabilities covering mechanical testing and non-destructive evaluation of materials capabilities, heat treatment of materials, replication-based micro- and nano-fabrication, and thin-film/coating manufacturing. The MMTEF is a founding member of the Central Users Facilities (CUF) of the Consortium for Innovation in Materials and Manufacturing, a cooperative agreement funded by the National Science Foundation and the LA Board of Regents. The MMTEF site is still under development and more specific information regarding its capabilities will be forthcoming. The MMTEF provides • mechanical testing resources and services, • metallography sample preparation, • heat treatment resources, • micro-/nano-fabrication resources, • thin film synthesis resources. | Replication-based Micro-Manufacturing Resources and Capabilities | Replication-based micro-manufacturing capabilities and expertise include X-Ray or UV LiGA (Lithographie Galvanoformun Abformung) technology and associated resources as well as fabrication of metal mold inserts using micro-milling. This micro-manufacturing technology is applicable, and has been applied, to plastics, ceramics and metals for a variety of applications. Faculty Experts: Dr. Michael C. Murphy (Emeritus), Dr. Dimitris E.Nikitopoulos Technical Staff: Dr. Daniel Park Location(s): Patrick F Taylor Hall 2355 Location(s): Patrick F Taylor Hall 2354 and 1355 | Yes | Dimitris Nikitopoulos | medimi@lsu.edu | Unknown
Engineering | N/A | Materials, Manufacturing, Testing and Evaluation Facility | https://www.lsu.edu/eng/mie/cuf/MMTEF/mmtef.php | The Materials Manufacturing, Testing, and Evaluation Facility (MMTEF) at Louisiana State University consists of a 6,000 square-foot facility with capabilities covering mechanical testing and non-destructive evaluation of materials capabilities, heat treatment of materials, replication-based micro- and nano-fabrication, and thin-film/coating manufacturing. The MMTEF is a founding member of the Central Users Facilities (CUF) of the Consortium for Innovation in Materials and Manufacturing, a cooperative agreement funded by the National Science Foundation and the LA Board of Regents. The MMTEF site is still under development and more specific information regarding its capabilities will be forthcoming. The MMTEF provides • mechanical testing resources and services, • metallography sample preparation, • heat treatment resources, • micro-/nano-fabrication resources, • thin film synthesis resources. | Nano-Fabrication | A broad range of replication-based nano-fabrication technologies and capabilities are available including Nano-Imprint Lithography (NIL). Nano-structures and nano-structured surfaces are realized using replication methods based on nano-mold insert embossing and stamp imprinting. Expertese in Focused-Ion Beam (FIB) Machining are also available. Faculty Experts: Dr. Sunggook Park Technical Staff: Dr. Junseo Choi Location(s): Patrick F Taylor Hall 2355E1 Location(s): Patrick F Taylor Hall 2354 and 1355 | Yes | Dimitris Nikitopoulos | medimi@lsu.edu | Unknown
Engineering | N/A | Materials, Manufacturing, Testing and Evaluation Facility | https://www.lsu.edu/eng/mie/cuf/MMTEF/mmtef.php | The Materials Manufacturing, Testing, and Evaluation Facility (MMTEF) at Louisiana State University consists of a 6,000 square-foot facility with capabilities covering mechanical testing and non-destructive evaluation of materials capabilities, heat treatment of materials, replication-based micro- and nano-fabrication, and thin-film/coating manufacturing. The MMTEF is a founding member of the Central Users Facilities (CUF) of the Consortium for Innovation in Materials and Manufacturing, a cooperative agreement funded by the National Science Foundation and the LA Board of Regents. The MMTEF site is still under development and more specific information regarding its capabilities will be forthcoming. The MMTEF provides • mechanical testing resources and services, • metallography sample preparation, • heat treatment resources, • micro-/nano-fabrication resources, • thin film synthesis resources. | Material Property Measurement | A Perkins Elmer Differential Scanning Calorimeter DSC 4000 is available for thermal analysis of materials. Hardness measurement equipment. Nano-indentation equipment. Faculty Expert: Dr. Guoqiang Li Technical Staff: Mark Brennan Location(s): Patrick F Taylor Hall 2355E2 and 1355 Location(s): Patrick F Taylor Hall 2354 and 1355 | Yes | Dimitris Nikitopoulos | medimi@lsu.edu | Unknown
Engineering | N/A | PERTT Lab | https://www.lsu.edu/eng/pete/research/pertt-lab/index.php | The Petroleum Engineering Research, Training, & Testing Laboratory, (PERTT Lab), provides a versatile research environment for performing multiphase flow experiments on field scale tubulars at high pressures. The facility has served the university and industry as a research center capable of various flow rates, single-phase or multi-phase, pressures up to 5,000psi in one of our fully cased research wells, or higher pressures up to 15,000psi through a closed system surface loop. The site has been utilized by industry for well control training, and continues to host two undergraduate PETE lab classes. A wide variety of standard or custom test setups can be created for different tool or technology applications to prove functionality, analyze efficacy, or assess capability limits. The PERTT Lab, located on approximately five acres, has the space and infrastructure to accommodate large setups and has been utilized by petroleum researchers for almost forty years. | Two cased and completed wells for research and circulation testing | Well 1 with 2-7/8" tubing inside of 5.5" casing inside of 8-5/8" casing, 2800' deep with downhole pressure/temperature instrumentation and a bottomhole side pocket gas lift mandrel for production or drilling simulation. |  | Karsten Thompson | karsten@lsu.edu | Unknown
Engineering | N/A | PERTT Lab | https://www.lsu.edu/eng/pete/research/pertt-lab/index.php | The Petroleum Engineering Research, Training, & Testing Laboratory, (PERTT Lab), provides a versatile research environment for performing multiphase flow experiments on field scale tubulars at high pressures. The facility has served the university and industry as a research center capable of various flow rates, single-phase or multi-phase, pressures up to 5,000psi in one of our fully cased research wells, or higher pressures up to 15,000psi through a closed system surface loop. The site has been utilized by industry for well control training, and continues to host two undergraduate PETE lab classes. A wide variety of standard or custom test setups can be created for different tool or technology applications to prove functionality, analyze efficacy, or assess capability limits. The PERTT Lab, located on approximately five acres, has the space and infrastructure to accommodate large setups and has been utilized by petroleum researchers for almost forty years. | Two cased and completed wells for research and circulation testing | Well 2 with 2-7/8" tubing inside of 9-5/8" casing, outfitted with two side pocket gas lift mandrels, downhole pressure/temperature and single/multimode fiber optics (DAS-PureCore SMF fiber (9/125/155), E2000/APC terminated connection) (DTS- 0.5m measurement, 1E-3 accuracy, 30sec interval, WITSML output file). |  | Unknown | Unknown | Unknown
Engineering | N/A | PERTT Lab | https://www.lsu.edu/eng/pete/research/pertt-lab/index.php | The Petroleum Engineering Research, Training, & Testing Laboratory, (PERTT Lab), provides a versatile research environment for performing multiphase flow experiments on field scale tubulars at high pressures. The facility has served the university and industry as a research center capable of various flow rates, single-phase or multi-phase, pressures up to 5,000psi in one of our fully cased research wells, or higher pressures up to 15,000psi through a closed system surface loop. The site has been utilized by industry for well control training, and continues to host two undergraduate PETE lab classes. A wide variety of standard or custom test setups can be created for different tool or technology applications to prove functionality, analyze efficacy, or assess capability limits. The PERTT Lab, located on approximately five acres, has the space and infrastructure to accommodate large setups and has been utilized by petroleum researchers for almost forty years. | Two diesel driven triplex pumps capable of up to 500gpm |  |  | Unknown | Unknown | Unknown
Engineering | N/A | PERTT Lab | https://www.lsu.edu/eng/pete/research/pertt-lab/index.php | The Petroleum Engineering Research, Training, & Testing Laboratory, (PERTT Lab), provides a versatile research environment for performing multiphase flow experiments on field scale tubulars at high pressures. The facility has served the university and industry as a research center capable of various flow rates, single-phase or multi-phase, pressures up to 5,000psi in one of our fully cased research wells, or higher pressures up to 15,000psi through a closed system surface loop. The site has been utilized by industry for well control training, and continues to host two undergraduate PETE lab classes. A wide variety of standard or custom test setups can be created for different tool or technology applications to prove functionality, analyze efficacy, or assess capability limits. The PERTT Lab, located on approximately five acres, has the space and infrastructure to accommodate large setups and has been utilized by petroleum researchers for almost forty years. | Choke manifold with a manually actuated MI Swaco choke valve |  |  | Unknown | Unknown | Unknown
Engineering | N/A | PERTT Lab | https://www.lsu.edu/eng/pete/research/pertt-lab/index.php | The Petroleum Engineering Research, Training, & Testing Laboratory, (PERTT Lab), provides a versatile research environment for performing multiphase flow experiments on field scale tubulars at high pressures. The facility has served the university and industry as a research center capable of various flow rates, single-phase or multi-phase, pressures up to 5,000psi in one of our fully cased research wells, or higher pressures up to 15,000psi through a closed system surface loop. The site has been utilized by industry for well control training, and continues to host two undergraduate PETE lab classes. A wide variety of standard or custom test setups can be created for different tool or technology applications to prove functionality, analyze efficacy, or assess capability limits. The PERTT Lab, located on approximately five acres, has the space and infrastructure to accommodate large setups and has been utilized by petroleum researchers for almost forty years. | A Coretec choke valve controlled by a Safekick MPD system |  |  | Unknown | Unknown | Unknown
Engineering | N/A | PERTT Lab | https://www.lsu.edu/eng/pete/research/pertt-lab/index.php | The Petroleum Engineering Research, Training, & Testing Laboratory, (PERTT Lab), provides a versatile research environment for performing multiphase flow experiments on field scale tubulars at high pressures. The facility has served the university and industry as a research center capable of various flow rates, single-phase or multi-phase, pressures up to 5,000psi in one of our fully cased research wells, or higher pressures up to 15,000psi through a closed system surface loop. The site has been utilized by industry for well control training, and continues to host two undergraduate PETE lab classes. A wide variety of standard or custom test setups can be created for different tool or technology applications to prove functionality, analyze efficacy, or assess capability limits. The PERTT Lab, located on approximately five acres, has the space and infrastructure to accommodate large setups and has been utilized by petroleum researchers for almost forty years. | 25scfm nitrogen generator with storage volume of approximately 120bbls and a working pressure rating of 4,000psi |  |  | Unknown | Unknown | Unknown
Engineering | N/A | PERTT Lab | https://www.lsu.edu/eng/pete/research/pertt-lab/index.php | The Petroleum Engineering Research, Training, & Testing Laboratory, (PERTT Lab), provides a versatile research environment for performing multiphase flow experiments on field scale tubulars at high pressures. The facility has served the university and industry as a research center capable of various flow rates, single-phase or multi-phase, pressures up to 5,000psi in one of our fully cased research wells, or higher pressures up to 15,000psi through a closed system surface loop. The site has been utilized by industry for well control training, and continues to host two undergraduate PETE lab classes. A wide variety of standard or custom test setups can be created for different tool or technology applications to prove functionality, analyze efficacy, or assess capability limits. The PERTT Lab, located on approximately five acres, has the space and infrastructure to accommodate large setups and has been utilized by petroleum researchers for almost forty years. | Pason Rig Display Data Acquisition with Full WITS recording and communication for 3rd party monitoring |  |  | Unknown | Unknown | Unknown
Engineering | N/A | PERTT Lab | https://www.lsu.edu/eng/pete/research/pertt-lab/index.php | The Petroleum Engineering Research, Training, & Testing Laboratory, (PERTT Lab), provides a versatile research environment for performing multiphase flow experiments on field scale tubulars at high pressures. The facility has served the university and industry as a research center capable of various flow rates, single-phase or multi-phase, pressures up to 5,000psi in one of our fully cased research wells, or higher pressures up to 15,000psi through a closed system surface loop. The site has been utilized by industry for well control training, and continues to host two undergraduate PETE lab classes. A wide variety of standard or custom test setups can be created for different tool or technology applications to prove functionality, analyze efficacy, or assess capability limits. The PERTT Lab, located on approximately five acres, has the space and infrastructure to accommodate large setups and has been utilized by petroleum researchers for almost forty years. | A VPC flow loop for testing and API validation of both 1” and 1.5” gas lift valves |  |  | Unknown | Unknown | Unknown
Engineering | N/A | Zooplankton and Ecology Laboratory | https://lsu.edu/cce/research/labs/zooplankton.php | The Zooplankton Ecology Laboratory at LSU is equipped with digital imaging systems, nets, and high-frequency acoustic instruments that can be used to count and identify zooplankton in the ocean or in preserved samples. They also direct the Gulf SERPENT Project, an innovative academic-industry-governmental partnership that uses industrial remotely operated vehicles on deepwater petroleum exploration and production facilities to study deep-sea biodiversity. They currently work with BP, Shell, and Anadarko. | N/A | N/A |  | Mark C. Benfield | mbenfie@lsu.edu | 86372
Engineering | N/A | Center for Rotating Machinery (CeRoM) | http://www.cerom.lsu.edu/ | one of the top priorities of the College of Engineering’s Strategic Planning Initiative. The Center focuses on interdisciplinary research and development in close collaboration with industry. By providing cutting-edge technological innovations to solve complex problems in engineering systems, the CeRoM serves as an intellectual foundation to the industry with focus on long-range development. Another distinguished feature of CeRoM involves the synergy between tribology, materials science, microfabrication, modeling, mechanical systems analysis, and advanced sensing technology with the goal of developing a new generation of mechanical components and systems. Accordingly, the Center’s mission is to develop the technology and deliver the next generation of vital mechanical components and systems for industry to boost their economic competitive edge through innovation. In the scientific arena, successful multidisciplinary research required in integrating the micro- and macro- systems involves challenging open problems bridging multiple-length-scales. The development of next generation components as planned in this proposal has the potential to revolutionize the industry in terms of productivity, reliability, and global competitiveness. The progress made will also have a profound, positive impact on the current scientific state-of-the-art knowledge. | Lewis LRI-1A Tribometer | The LRI-1a Tribometer is a large scale Tribometer which can apply a load of up to 200 pounds through an automated lead shot distribution system that is incorporated into the machine. Testing configurations include thrust washer and 3 x 0.25" square pins on a 0.938" diameter. Many other configurations can be added or adapted to the testing unit. The LRI-1a measures friction, wear to 25 millionths of an inch, and temperature of contact. Acoustic data can also be gathered. The bottom sample in the vertical tester is fixed while the top rotates. Speeds of up to 5000 rpm can be reached in continuous modes and many sweep angles and frequencies are optional for oscillating tests. Series of tests can be run for different speeds and loads set by time or wear, adjusting automatically. Alarm and shut down values can be set to allow for the machine to run days at a time if needed. Options on the machine include the wide variety of adapted specimen, bottom pad heater, lubrication chamber, and oil mist generator. (http://www.cerom.lsu.edu/facilities_2.htm) |  | Michael Khonsari | khonsari@lsu.edu | 89192
Engineering | N/A | Center for Rotating Machinery (CeRoM) | http://www.cerom.lsu.edu/ | one of the top priorities of the College of Engineering’s Strategic Planning Initiative. The Center focuses on interdisciplinary research and development in close collaboration with industry. By providing cutting-edge technological innovations to solve complex problems in engineering systems, the CeRoM serves as an intellectual foundation to the industry with focus on long-range development. Another distinguished feature of CeRoM involves the synergy between tribology, materials science, microfabrication, modeling, mechanical systems analysis, and advanced sensing technology with the goal of developing a new generation of mechanical components and systems. Accordingly, the Center’s mission is to develop the technology and deliver the next generation of vital mechanical components and systems for industry to boost their economic competitive edge through innovation. In the scientific arena, successful multidisciplinary research required in integrating the micro- and macro- systems involves challenging open problems bridging multiple-length-scales. The development of next generation components as planned in this proposal has the potential to revolutionize the industry in terms of productivity, reliability, and global competitiveness. The progress made will also have a profound, positive impact on the current scientific state-of-the-art knowledge. | Lewis LRI-8H Bushing Tester | The LRI-8H is a bushing tester for shafts and bushings in both rotational and oscillating contacts. Friction coefficient is measured and recorded along with four temperatures around the outer diameter of the bushing. The thermocouples are located at top dead center (location of contact) and in 45-degree increments. Loads of up to 3000 pounds can be applied using weights hanging on a load arm. Test can be run dry or greased, as well as with circulated oil flow using oil sum with adjustable temperatures and flow rates. The bushings have an outer diameter of 1.25 inches and a length of 1 inch. The inner diameter of the bushing as well as the diameter of the shaft can be changed to achieve desired pressure and contact. The second option with the testing machine is a set-up which allows rotational and oscillating test for a block on ring configuration with adjustable ring diameter and block width. |  | Michael Khonsari | khonsari@lsu.edu | 89192
Engineering | N/A | Center for Rotating Machinery (CeRoM) | http://www.cerom.lsu.edu/ | one of the top priorities of the College of Engineering’s Strategic Planning Initiative. The Center focuses on interdisciplinary research and development in close collaboration with industry. By providing cutting-edge technological innovations to solve complex problems in engineering systems, the CeRoM serves as an intellectual foundation to the industry with focus on long-range development. Another distinguished feature of CeRoM involves the synergy between tribology, materials science, microfabrication, modeling, mechanical systems analysis, and advanced sensing technology with the goal of developing a new generation of mechanical components and systems. Accordingly, the Center’s mission is to develop the technology and deliver the next generation of vital mechanical components and systems for industry to boost their economic competitive edge through innovation. In the scientific arena, successful multidisciplinary research required in integrating the micro- and macro- systems involves challenging open problems bridging multiple-length-scales. The development of next generation components as planned in this proposal has the potential to revolutionize the industry in terms of productivity, reliability, and global competitiveness. The progress made will also have a profound, positive impact on the current scientific state-of-the-art knowledge. | Mechanical Seal Test Rig | The Pump Seal Test Rig shown is used to test different mechanical seals. Water is used as a process fluid in the pump and either water or air can be used as a coolant in the seal. This provides similar conditions of actual pumps. Flush rates can be measured and varied to improve upon thermal characteristics of the seal. Temperatures are measured on the flush fluid, process fluid, and mating ring. |  | Michael Khonsari | khonsari@lsu.edu | 89192
Engineering | N/A | Center for Rotating Machinery (CeRoM) | http://www.cerom.lsu.edu/ | one of the top priorities of the College of Engineering’s Strategic Planning Initiative. The Center focuses on interdisciplinary research and development in close collaboration with industry. By providing cutting-edge technological innovations to solve complex problems in engineering systems, the CeRoM serves as an intellectual foundation to the industry with focus on long-range development. Another distinguished feature of CeRoM involves the synergy between tribology, materials science, microfabrication, modeling, mechanical systems analysis, and advanced sensing technology with the goal of developing a new generation of mechanical components and systems. Accordingly, the Center’s mission is to develop the technology and deliver the next generation of vital mechanical components and systems for industry to boost their economic competitive edge through innovation. In the scientific arena, successful multidisciplinary research required in integrating the micro- and macro- systems involves challenging open problems bridging multiple-length-scales. The development of next generation components as planned in this proposal has the potential to revolutionize the industry in terms of productivity, reliability, and global competitiveness. The progress made will also have a profound, positive impact on the current scientific state-of-the-art knowledge. | Mobile Mechanical Seal Test Rig | The Mobile Seal Test Rig is used to test different types and sizes of mechanical seals, eliminating the main process fluid loop. An advantage of this set-up is its mobility and ease of handling. This rig, which circulates coolant into the gland, takes readings similar to the pump test rig for temperatures and flow rates. The speed of the motor is controlled by a variable speed drive adjustable from 0 to 3600 rpm. |  | Michael Khonsari | khonsari@lsu.edu | 89192
Engineering | N/A | Center for Rotating Machinery (CeRoM) | http://www.cerom.lsu.edu/ | one of the top priorities of the College of Engineering’s Strategic Planning Initiative. The Center focuses on interdisciplinary research and development in close collaboration with industry. By providing cutting-edge technological innovations to solve complex problems in engineering systems, the CeRoM serves as an intellectual foundation to the industry with focus on long-range development. Another distinguished feature of CeRoM involves the synergy between tribology, materials science, microfabrication, modeling, mechanical systems analysis, and advanced sensing technology with the goal of developing a new generation of mechanical components and systems. Accordingly, the Center’s mission is to develop the technology and deliver the next generation of vital mechanical components and systems for industry to boost their economic competitive edge through innovation. In the scientific arena, successful multidisciplinary research required in integrating the micro- and macro- systems involves challenging open problems bridging multiple-length-scales. The development of next generation components as planned in this proposal has the potential to revolutionize the industry in terms of productivity, reliability, and global competitiveness. The progress made will also have a profound, positive impact on the current scientific state-of-the-art knowledge. | Rotor Dynamic Instability Tester | The Rotor Dynamic Instability test rig monitors oil whirl in a journal bearing under loaded conditions. Temperature of the oil is controlled to see if the whirl at different rotational speeds can be eliminated by changing the oil temperature. The rig, which is capable of a top speed of 10,000 rpm, is equipped with vibration and temperature transducers and uses Benly's ADRE for data acquisition and analysis. |  | Michael Khonsari | khonsari@lsu.edu | 89192
Engineering | N/A | Center for Rotating Machinery (CeRoM) | http://www.cerom.lsu.edu/ | one of the top priorities of the College of Engineering’s Strategic Planning Initiative. The Center focuses on interdisciplinary research and development in close collaboration with industry. By providing cutting-edge technological innovations to solve complex problems in engineering systems, the CeRoM serves as an intellectual foundation to the industry with focus on long-range development. Another distinguished feature of CeRoM involves the synergy between tribology, materials science, microfabrication, modeling, mechanical systems analysis, and advanced sensing technology with the goal of developing a new generation of mechanical components and systems. Accordingly, the Center’s mission is to develop the technology and deliver the next generation of vital mechanical components and systems for industry to boost their economic competitive edge through innovation. In the scientific arena, successful multidisciplinary research required in integrating the micro- and macro- systems involves challenging open problems bridging multiple-length-scales. The development of next generation components as planned in this proposal has the potential to revolutionize the industry in terms of productivity, reliability, and global competitiveness. The progress made will also have a profound, positive impact on the current scientific state-of-the-art knowledge. | Fatigue Tester | The Fatigue Tester is a compact, bench mounted unit consisting of a rigid welded frame, variable speed motor and control, variable throw crank connected to the reciprocating platen, a failure cut off circuit in the control box, and a cycle counter which will automatically shut off the machine after completion of pre-set number of cycles. The motor torque is transmitted through an elastomer- cushioned coupling to the main drive shaft to a test object through a connecting rod and reciprocating platen connected to the free end of the test specimen. The variable throw crank stroke is infinitely adjustable from 0 to 2 inches. The other end of the specimen is clamped in the adjustable vise assembly. To measure the temperature, thermocouples were anchored over the length of the specimen using epoxy. |  | Michael Khonsari | khonsari@lsu.edu | 89192
Engineering | N/A | Center for Rotating Machinery (CeRoM) | http://www.cerom.lsu.edu/ | one of the top priorities of the College of Engineering’s Strategic Planning Initiative. The Center focuses on interdisciplinary research and development in close collaboration with industry. By providing cutting-edge technological innovations to solve complex problems in engineering systems, the CeRoM serves as an intellectual foundation to the industry with focus on long-range development. Another distinguished feature of CeRoM involves the synergy between tribology, materials science, microfabrication, modeling, mechanical systems analysis, and advanced sensing technology with the goal of developing a new generation of mechanical components and systems. Accordingly, the Center’s mission is to develop the technology and deliver the next generation of vital mechanical components and systems for industry to boost their economic competitive edge through innovation. In the scientific arena, successful multidisciplinary research required in integrating the micro- and macro- systems involves challenging open problems bridging multiple-length-scales. The development of next generation components as planned in this proposal has the potential to revolutionize the industry in terms of productivity, reliability, and global competitiveness. The progress made will also have a profound, positive impact on the current scientific state-of-the-art knowledge. | A&D Analytical Scale | To help quantify wear of materials, the Scale shown has the capability of weighing up to 310 grams to four decimal places. Specimens are weighed before and after testing. |  | Michael Khonsari | khonsari@lsu.edu | 89192
Engineering | N/A | Center for Rotating Machinery (CeRoM) | http://www.cerom.lsu.edu/ | one of the top priorities of the College of Engineering’s Strategic Planning Initiative. The Center focuses on interdisciplinary research and development in close collaboration with industry. By providing cutting-edge technological innovations to solve complex problems in engineering systems, the CeRoM serves as an intellectual foundation to the industry with focus on long-range development. Another distinguished feature of CeRoM involves the synergy between tribology, materials science, microfabrication, modeling, mechanical systems analysis, and advanced sensing technology with the goal of developing a new generation of mechanical components and systems. Accordingly, the Center’s mission is to develop the technology and deliver the next generation of vital mechanical components and systems for industry to boost their economic competitive edge through innovation. In the scientific arena, successful multidisciplinary research required in integrating the micro- and macro- systems involves challenging open problems bridging multiple-length-scales. The development of next generation components as planned in this proposal has the potential to revolutionize the industry in terms of productivity, reliability, and global competitiveness. The progress made will also have a profound, positive impact on the current scientific state-of-the-art knowledge. | Cole - Parmer Viscometer | The Viscometer shown on the right can be used to determine the viscosity of a fluid in centipoises. Different spindles are available with different speeds to test a variety of fluids. |  | Michael Khonsari | khonsari@lsu.edu | 89192
Engineering | N/A | Center for Rotating Machinery (CeRoM) | http://www.cerom.lsu.edu/ | one of the top priorities of the College of Engineering’s Strategic Planning Initiative. The Center focuses on interdisciplinary research and development in close collaboration with industry. By providing cutting-edge technological innovations to solve complex problems in engineering systems, the CeRoM serves as an intellectual foundation to the industry with focus on long-range development. Another distinguished feature of CeRoM involves the synergy between tribology, materials science, microfabrication, modeling, mechanical systems analysis, and advanced sensing technology with the goal of developing a new generation of mechanical components and systems. Accordingly, the Center’s mission is to develop the technology and deliver the next generation of vital mechanical components and systems for industry to boost their economic competitive edge through innovation. In the scientific arena, successful multidisciplinary research required in integrating the micro- and macro- systems involves challenging open problems bridging multiple-length-scales. The development of next generation components as planned in this proposal has the potential to revolutionize the industry in terms of productivity, reliability, and global competitiveness. The progress made will also have a profound, positive impact on the current scientific state-of-the-art knowledge. | Scalar USB Microscope | The Scalar Microscope allows viewing and taking pictures of specimen in the lab with the use of a computer. The magnifications are 50x and 200x depending on the lens. Video is also possible while scanning over a sample. |  | Michael Khonsari | khonsari@lsu.edu | 89192

## Humanities & Social Sciences
LSU Facilities and Equipment
College/Office | School/Department (if applicable) | Facility/Laboratory | Facility/Laboratory Link | Facility/Laboratory Description | Equipment/Process Name | Equipment/Process Description | Cost Center? | Contact Name | Contact Email | Contact Phone Number
Humanities & Social Sciences | Geography & Anthropology | Cartographic Information Center | https://www.lsu.edu/cic/index.php | The Center, which is open to the general public, maintains a collection consisting of two main parts, material owned by the Department of Geography and Anthropology, and the GPO Federal Depository material housed under a selective housing agreement with the Regional Depository Library in LSU Library. The material in the Cartographic Information Center consists of maps, aerial photographs, globes, journals, monographs, slides, and atlases. Patrons using the collection include the faculty and students in the Department of Geography and Anthropology and from other geoscience departments (Geology and Geophysics, as well as the Coastal Studies Institute). Beyond the geosciences, the Center serves many patrons from the College of Design and the greater Louisiana State University community as well as local businesses, Louisiana state agencies, and the general public. | N/A | N/A |  | John Anderson | janders@lsu.edu | 86247
Humanities & Social Sciences | Geography & Anthropology | Digital Imaging and Visualization in Archaeology (DIVA) Lab | https://www.lsu.edu/ga/labs/diva.php | Creating 3D replicas of artifacts from Underwater Maya project for Punta Gorda and Paynes Creek National Park, Belize, funded by AIA Site Preservation Grant. | N/A | N/A |  | Heather McKillop | hmckill@lsu.edu | 86178
Humanities & Social Sciences | Geography & Anthropology | Forensic Anthropology and Computer Enhancement Services (FACES) | https://www.lsu.edu/faceslab/ | Provides forensic anthropology and forensic imaging services to agencies in Louisiana | N/A | N/A |  | Ginesse Listi | glisti1@lsu.edu | 83906
Humanities & Social Sciences | Geography & Anthropology | Geomorphology Lab | https://www.lsu.edu/ga/labs/gemorphology.php | Interested in the erosional and depositional processes that shape Earth’s various landscapes, how landscapes evolve through time, and how humans interact and alter Earth’s physical and ecological systems. Within the group, research interests are broad, but generally fall into three main sub-disciplines: (1) Coastal and Aeolian Landscapes, (2) Fluvial Landscapes and Watershed Processes, and (3) Human Interactions with the Environment and Environmental Conservation. Our group utilizes cutting-edge technologies to obtain high-resolution field measurements of wind and water velocities and topographic/bathymetric surveys, and incorporate these data into morphodynamics models to better understanding the complex processes responsible for the origin and evolution of landscapes. | N/A | N/A |  | Kory Konsoer | kkonsoer@lsu.edu | 80891
Humanities & Social Sciences | Geography & Anthropology | PAST Lab | https://faculty.lsu.edu/pastlab/index.php | Newest facility in the Geography and Anthropology Department with 2600 square feet of laboratory and office space containing all the necessary equipment to prepare carbonate samples for geochemical analysis and to collaborate on paleoclimate research. | Perkin Elmer 8300 Inductive Coupled Plasma Optical Emission Spectrophotometer (ICP-OES) | The PAST lab houses a Perkin Elmer 8300 Inductive Coupled Plasma Optical Emission Spectrophotometer (ICP-OES) for trace elemental analysis of Sr/Ca, Mg/Ca, and Ba/Ca in carbonates (corals, shells, foraminfera, and spelothems). The 8300 has radial and axial views of the plasma and simultaneous readings of a wide range of elemental wavelengths. We can analyze up to 200 samples in 24 hours including references. Samples are dissolved in 2% nitric acid and weighed on the microbalance to achieve a 20 ppm Ca concentration for ICP-OES analysis following the method of Schrag 1999. Our in-house gravmetric standard (IGS) has an analytical precision for Sr/Ca is 0.15% and for external coral references 0.16% for Porites lutea (Pl) and 0.18% for JCp-1. Accuracies for Sr/Ca are 0.09% for Pl and -0.15% for JCp-1. Barium in carbonates is a relatively new analyte for ICP-OES analysis and we are achieving accuracies and precisions similar to ICP-MS in coral and shell samples (IGS = 1.49%, Pl =4.67%, and 1.25% accuracy for JCp-1). If you are interested in using the ICP-OES for your project, please contact Kristine DeLong at kdelong@lsu.edu. |  | Kristine DeLong | kdelong@lsu.edu | 85836
Humanities & Social Sciences | Geography & Anthropology | PAST Lab | https://faculty.lsu.edu/pastlab/index.php | Newest facility in the Geography and Anthropology Department with 2600 square feet of laboratory and office space containing all the necessary equipment to prepare carbonate samples for geochemical analysis and to collaborate on paleoclimate research. | Wet Lab | The PAST Lab has facilities for aqueous sample preparation including a Milli-Q water filtration system for deionized (Type 3) and ultrapure water (Type 1), and a fume hood rated for acids used in geochemical labs and all the required safety equipment. For cleaning specimens (shells, corals, bone, etc.), there is a large volume (19.5" x 11.5" x 6") Branson® ultrasonic cleaner (corals and their slabs) , a Branson 400 sonifier digital ultrasonic cell disruptor for removing organics without chemicals (corals, shells, bone), a small ultrasonic cleaner (slides and small shells), and a large drying oven. The wet lab also has votex mixers, hot plates, pipets (50 ml, 1000 ul, 500 ul, 10 ul), agate mortar and pestle, glass and plastic ware (LDPE and teflon) for chemical analyses (beakers, test tubes, bottles, carboys). |  | Kristine DeLong | kdelong@lsu.edu | 85836
Humanities & Social Sciences | Geography & Anthropology | PAST Lab | https://faculty.lsu.edu/pastlab/index.php | Newest facility in the Geography and Anthropology Department with 2600 square feet of laboratory and office space containing all the necessary equipment to prepare carbonate samples for geochemical analysis and to collaborate on paleoclimate research. | Micro-Sampling System | The PAST Lab has a Taig 3000 Micromill driven by a SuperTech motors, controller, and computer system capable of precision movements in three directions (minimal step = 0.8 μm). The computer system interface is capable of importing drill paths drawn on X-rays for precise and reproducible paths for sampling corals, bivalves, speleothems, and other samples. The micromill allows users to regulate the speed and sampling depth in small increments, which helps reduce chipping and breaking during sampling and greatly improves the extraction of samples from fragile substrates. The micromill uses dental drill bits (1.4, 1.2, 1, 0.7, 0.5 mm) and diamond bits (0.5 mm for small samples). See our system in action, and check out a close up view of our system shaving coral powder. The lab also has a Dremel tool with flexi-shaft for cutting samples by hand for radiocarbon dating, uranium-thorium dating, and cutting larger pieces for other types of analyses (e.g., laser-ablation, annual bands in corals). |  | Kristine DeLong | kdelong@lsu.edu | 85836
Humanities & Social Sciences | Geography & Anthropology | PAST Lab | https://faculty.lsu.edu/pastlab/index.php | Newest facility in the Geography and Anthropology Department with 2600 square feet of laboratory and office space containing all the necessary equipment to prepare carbonate samples for geochemical analysis and to collaborate on paleoclimate research. | Sectioning | The PAST lab has two low speed 5-inch diamond wheel saws for sectioning mollusk shells, fish otoliths, speleothems, and bone for microscopic and microsampling analysis. We also have two tile saws for larger samples and applications such as slabbing corals and speleothems for the micromill. We have different epoxies and molds for small or fragile samples. Cut samples can be mounted on glass slides for polishing to view banding patterns or for micromilling. We also have Mutvei solution for staining cross-sections. |  | Kristine DeLong | kdelong@lsu.edu | 85836
Humanities & Social Sciences | Geography & Anthropology | PAST Lab | https://faculty.lsu.edu/pastlab/index.php | Newest facility in the Geography and Anthropology Department with 2600 square feet of laboratory and office space containing all the necessary equipment to prepare carbonate samples for geochemical analysis and to collaborate on paleoclimate research. | Tree Rings | The PAST lab has two Haglof increment borers (20 inch and 16 inch), core mounts, and sanding equipment for tree-ring studies. |  | Kristine DeLong | kdelong@lsu.edu | 85836
Humanities & Social Sciences | Geography & Anthropology | PAST Lab | https://faculty.lsu.edu/pastlab/index.php | Newest facility in the Geography and Anthropology Department with 2600 square feet of laboratory and office space containing all the necessary equipment to prepare carbonate samples for geochemical analysis and to collaborate on paleoclimate research. | Imaging | Microscopes with digital cameras including a Zeiss microscope for shell cross-sections, tree-ring, microfossil, and sedimentological analyses, as well as a DinoXcope® digital microscope for capturing magnified images for analysis of variations in incremental banded hard body parts. The DinoXcope® is used with the micromill for detailed sampling work and documentation of sampling. |  | Kristine DeLong | kdelong@lsu.edu | 85836
Humanities & Social Sciences | Geography & Anthropology | PAST Lab | https://faculty.lsu.edu/pastlab/index.php | Newest facility in the Geography and Anthropology Department with 2600 square feet of laboratory and office space containing all the necessary equipment to prepare carbonate samples for geochemical analysis and to collaborate on paleoclimate research. | EPSON Expression 10000 XL Scanner | An EPSON Expression 10000 XL scanner large format color scanner (1200 dpi) for scanning samples and transparent originals, as well as scanning tree cores for length analysis in WinDendro. A HP color laser printer is also available. Several Macintosh computers with Adobe Software for image analysis and figure creation as well as MatLab licenses for data processing and analysis. All computers have Microsoft Suite software (Word, Excel, PowerPoint). |  | Kristine DeLong | kdelong@lsu.edu | 85836
Humanities & Social Sciences | Geography & Anthropology | PAST Lab | https://faculty.lsu.edu/pastlab/index.php | Newest facility in the Geography and Anthropology Department with 2600 square feet of laboratory and office space containing all the necessary equipment to prepare carbonate samples for geochemical analysis and to collaborate on paleoclimate research. | Mettler–Toledo XS3DU Microbalance | 1 microgram; for weighing samples for geochemical analysis as well as three other lower precision balances (Ohaus 0.001 g ) for weighing shells and other samples. |  | Kristine DeLong | kdelong@lsu.edu | 85836
Humanities & Social Sciences | Geography & Anthropology | PAST Lab | https://faculty.lsu.edu/pastlab/index.php | Newest facility in the Geography and Anthropology Department with 2600 square feet of laboratory and office space containing all the necessary equipment to prepare carbonate samples for geochemical analysis and to collaborate on paleoclimate research. | Pneumatic Coring System | The PAST lab has a 4.445-cm pneumatic coring system with 40-cm core barrel with diamond drill bit that is operated by scuba tanks for coring corals on land or in water. The system has 100 feet of tubing and water pump system for clearing cutting while drilling. We also have HOBO data loggers (temperature and salinity). |  | Kristine DeLong | kdelong@lsu.edu | 85836
Humanities & Social Sciences | Geography & Anthropology | PAST Lab | https://faculty.lsu.edu/pastlab/index.php | Newest facility in the Geography and Anthropology Department with 2600 square feet of laboratory and office space containing all the necessary equipment to prepare carbonate samples for geochemical analysis and to collaborate on paleoclimate research. | Micro-Sampling System | The PAST Lab has a Nexgen Vertical CNC mill system to micro-sample coral and shells. |  | Kristine DeLong | kdelong@lsu.edu | 85837
Humanities & Social Sciences | Geography & Anthropology | PAST Lab | https://faculty.lsu.edu/pastlab/index.php | Newest facility in the Geography and Anthropology Department with 2600 square feet of laboratory and office space containing all the necessary equipment to prepare carbonate samples for geochemical analysis and to collaborate on paleoclimate research. | Ginder polisher | The PAST lab has a Buhler EcoMet 30 Single Manual grinder polisher for polishing shells to highlight the growth bands for micro-sampling. |  | Kristine DeLong | kdelong@lsu.edu | 85838
Humanities & Social Sciences | Geography & Anthropology | SCIPP | https://www.lsu.edu/ga/labs/scipp.php | The Southern Climate Impacts Planning Program (SCIPP) is a south central United States focused climate hazards and research program whose mission is to increase the region’s resiliency and level of preparedness for weather extremes now and in the future. The area we serve includes the 6-state region of Oklahoma, Texas, Arkansas, Louisiana, Tennessee, and Mississippi. From severe storms, flooding, drought, hurricanes and storm surge, heat waves, wildfires, to winter storms, the South experiences among the nation’s most extensive collection of climate-related hazards with many southern states ranking at or near the top of the lists in disaster declarations and billion dollar disasters. | N/A | N/A |  | Barry Keim | keim@lsu.edu | 2364794
Humanities & Social Sciences | Geography & Anthropology | TIGeRS Lab | https://faculty.lsu.edu/smeng/index.php | A research lab that focuses on applying remote sensing technologies to various fields such as coastal dynamics, plant health and disease, precision agriculture, morphological analysis, wetland erosion and restoration, image processing and feature extraction. Especially, the lab has accumulated various surveying equipment, UAV systems, LiDAR systems, thermal and multispectral cameras for fine scale mapping and monitoring. | N/A | N/A |  | Xuelian (Shelley) Meng | smeng@lsu.edu | 8-0487
Humanities & Social Sciences | Psychology | Psychological Services Center (PSC) | https://www.lsu.edu/psc/index.php | The PSC is housed within the Psychology Department at LSU. The PSC is an on-campus training clinic for clinical and school psychology PhD students. We provide psychological services (e.g., assessment and therapy) to LSU students and children and adults in the Greater Baton Rouge Area and beyond. Our graduate student clinicians provide services to clients under the close supervision of faculty members who are licensed psychologists. | Psychological assessment and intervention | We have a number of standardized psychological assessments (e.g., for cognitive abilities like memory, intelligence, and attention and for psychological symptoms like depression, anxiety, and problem behaviors). We have manuals used for empirically supported psychological treatments. Our clinic is 22 rooms and includes a waiting room and 10 rooms used for assessment or therapy. We offer both in-person assessment and therapy/intervention services as well as telepsychology services. |  | Matthew Calamia | mcalamia@lsu.edu | 81494
Humanities & Social Sciences | Communication Sciences and Disorders | LSU Speech, Language, Hearing Clinic | https://www.lsu.edu/hss/comd/clinic/index.php | The LSU Speech, Language, Hearing Clinic (LSU-SLHC) is part of the Department of Communication Sciences and Disorders (COMD) at LSU. It is an on-campus training clinic for both undergraduate and MA COMD students seeking to become speech language pathologists. We provide a variety of services (screening, diagnostic, and intervention) to both pediatrics and adults in the community. Our clinic also provides audiologic evaluations, as well as hearing aid fitting and dispensing, to LSU students, faculty members, and staff. Our student clinicians provide services to patients under the direct supervision of Clinical Faculty members who are licensed speech language pathologists and audiologists. | Speech, Language, and Hearing assessment and intervention | Equipment includes Audiometer, Tympanometer, Otoacoustic Emissions System, Visual Reinforcement Audiometry Stimulus, Real Ear Verification System, Portable Screening Audiometers, Otoscope, Video Stroboscopy System, Computerized Speech Lab, Nasometer. We have a sound treated booth used for comprehensive audiological evaluations. We have a number of standardized assessments used to diagnose a variety of speech, language, cognitive, and voice disorders across the lifespan. Our clinic is ADA compliant, has multiple pediatric and adult rooms including 2 ADL (Activities of Daily Living) suites for adult patients, and a waiting room. |  | Melissa Laslande | mtallo1@lsu.edu | 225-578-9054

## Human Sciences & Education
LSU Facilities and Equipment
College/Office | School/Department (if applicable) | Facility/Laboratory | Facility/Laboratory Link | Facility/Laboratory Description | Equipment/Process Name | Equipment/Process Description | Cost Center? | Contact Name | Contact Email | Contact Phone Number
Human Sciences & Education | Kinesiology | Fine Motor Control and Learning Laboratory | http://www.vangemmert.com/fmcl/ | The Fine Motor Control and Learning Laboratory, temporarily housed in B1A and B1D in the Gym Armory, focuses on how we are able to perform and (re)learn these fine motor tasks when the control of movements is challenged by an increase of demands due to stress and/or mental load, or when control of movements is challenged as result of physiologic deterioration of the movement system as result of advanced age and/or neurological disease. | N/A | Wacom Intuos3 9x12 Digitizer Tablet Wacom Intuos3 12x19 Digitizer Tablet Wacom Intuos 12x18 Digitizer Tablet in portable frame for “mobile” data collection Several Wacom Digitizer Ink and non-inking pens Oasis digitizer collection box |  | Arend Van Gemmert | gemmert@lsu.edu | Unknown
Human Sciences & Education | Kinesiology | Understanding Play Laboratory (UP Lab) | https://faculty.lsu.edu/uplab/index.php | Members of the Understanding Play Laboratory, temporarily housed in B19, B18, and B18A in the Gym Armory, investigate the role of motor skills and asymmetries in the development of cognition and language in early childhood. Some current projects include the impact of emerging independent sitting on play, hand preferences on the development building and language, and how parents support motor development in their infants through play. Our primary methodology is play-based testing and behavioral coding in longitudinal research; however, surveys, standardized testing, and actigraphy are also used. | N/A | N/A |  | Emily Marcinowski | emilym@lsu.edu | 85960
Human Sciences & Education | Kinesiology | Motor Behavior and Cognition Laboratory (MoBeCoLab) | https://www.lsu.edu/chse/kinesiology/research_labs/motor-behavior.php | The Motor Behavior and Cognition Laboratory, temporarily housed in B1B and B1C in the Gym Armory, focuses on further the understanding how the human brain controls movement under altered conditions such as brain injuries, diseases, and aging. A major focus of the lab is the control of upper limb movements. We conduct basic and applied research to measure visually guided movements and finely graded forces, as well as cognitive and psychological correlates of these motor functions. | N/A | BioPac MP160WSW biomedical data recording system with AcqKnowledge software and DA100C amplifier BioPac TSD121C Hand Dynamometer for isometric force recordings BioPac SuperLab stimulus presentation system, including Cedrus response box RB-740 for choice reaction experiments 2 Leap Motion Tracker for finger and hand motion capture recordings 1 Alienware VR Gaming PC for virtual reality experiments 1 Oculus Rift + Touch system for 3D-virtual reality experiments 1 OPTIMA joystick for manual control experiments |  | Marc Dalecki | mdalecki@lsu.edu | 86087
Human Sciences & Education | Kinesiology | Motor Skill Assessment & Intervention Laboratory | https://lsu.edu/chse/kinesiology/research_labs/motor-skill-assessement.php | TBA; B12 and B12A Gym Armory | TBA | TBA |  | Ryan Hulteen | rhulteen@lsu.edu | 89144
Human Sciences & Education | Kinesiology | Sensory Motor Control Laboratory | https://www.lsu.edu/chse/kinesiology/research_labs/motor-behavior.php#:~:text=Sensorimotor/Motor%20Control%20Laboratory | Unknown |  | 4 Camera Qualysis (3 at 240 Hz; 1 up to 1000 Hz) 3D digital camera PCRflex kinematic data collection system. An Applied Science Laboratories Binocular Eye tracking system with head-eye integration (60 Hz, model 501) A/D board to synchronize eye and body movement data PLATO visual occlusion spectacles Gans Sensory Organization Performance Package Dell DLP 3300MP Projector, recording device North Coast Medical Touch-Test Sensory hairs |  | Jan Hondzinski | jhondz1@lsu.edu | 89144

## Mass Communication
LSU Facilities and Equipment
College/Office | School/Department (if applicable) | Facility/Laboratory | Facility/Laboratory Link | Facility/Laboratory Description | Equipment/Process Name | Equipment/Process Description | Cost Center? | Contact Name | Contact Email | Contact Phone Number
Mass Communication | N/A | Social Media Analysis & Creation (SMAC) Lab | https://smac.lsu.edu/ | Founded in 2015, the SMAC Lab is the first university-based social media lab of its kind, offering unparalleled research tools to faculty, students and the community that allow for a better understanding of the creators behind social media content. | Social Media Monitoring and Listening | The SMAC Lab is equipped with cutting-edge technology with the capability to track and analyze conversation topics and sentiment across social media platforms. These capabilities can be used to monitor ongoing campaigns or to listen in the social media environment for pertinent issues on a broad range of social network and messaging platforms, publicly available news and reviews sites, forums, and blogs. | No | Dr. Lance Porter | lporter@lsu.edu | 225-578-7377
Mass Communication | N/A | Social Media Analysis & Creation (SMAC) Lab | https://smac.lsu.edu/ | Founded in 2015, the SMAC Lab is the first university-based social media lab of its kind, offering unparalleled research tools to faculty, students and the community that allow for a better understanding of the creators behind social media content. | Social Media Content Analysis | Specialized software in the SMAC Lab allows researchers to conduct Boolean searches on mentions in most major social media platforms on public content. We also use software to visualize and analyze social media networks to identify and rank influential users within the top public social networks. | No | Dr. Lance Porter | lporter@lsu.edu | 225-578-7377
Mass Communication | N/A | Social Media Analysis & Creation (SMAC) Lab | https://smac.lsu.edu/ | Founded in 2015, the SMAC Lab is the first university-based social media lab of its kind, offering unparalleled research tools to faculty, students and the community that allow for a better understanding of the creators behind social media content. | Social Media Network Analysis | We use open source software to visualize and analyze social media networks to identify and rank influential users within the top public social networks. We also use paid survey panels to link social media users with the content they produce, allowing a unique analysis of who produces what content. | No | Dr. Lance Porter | lporter@lsu.edu | 225-578-7377
Mass Communication | N/A | Media Effects Lab (MEL) | https://www.lsu.edu/manship/research/centers-labs/mel/index.php | The Media Effects Lab (MEL) is a research and teaching facility dedicated to the exploration of consumers’ psychological responses to various media content and formats. Researchers strive to unravel the underlying thought processes, emotions and resulting attitudes associated with using mediated communication. Faculty and student researchers use advanced experimental and survey methodologies, and the latest research technologiesto investigate theoretical and applied problems, understanding the cognitive and emotional effects of mediated messages and formats on individuals, explore innovations, and uncover trends in mass communication. | Experiments, Biometrics | The MEL includes a computer lab, simulated living room, eye tracking suite, and facial expression analysis suite. Each setting includes unobtrusive participant obervation features. Among the specialized metrics and software are: reaction time (for implicit associations and cognitive processing), eye tracking, facial experession, facial muscle contraction (emotions), heart rate, and skin conductance. | No | Dr. Chun Yang | cyang10@lsu.edu | 225-578-2155
Mass Communication | N/A | Public Policy Research Lab | http://pprllsu.com/ | The Public Policy Research Lab (PPRL) is a research center dedicated to high quality, state-of-the-art survey data collection. For nearly 20 years the PPRL has advanced both practical and scholarly research. It serves government agencies, non-profit organizations, business and industry, as well as academic researchers. | Surveys | The Lab maintains 65 computer-assisted telephone interview call stations and a corps of highly-trained, well-supervised professional callers. Our callers use an advanced, highly efficient computer-assisted telephone interviewing system (CATI) and supporting software to reduce the cost and time of conducting surveys while ensuring the accuracy of data input. We can conduct interviews in English or Spanish. Our sampling capabilities allow for dual-frame designs to capture both landline and cell phone numbers. Additionally, we can target particular populations based on demographic characteristics or geographic location using census tracts. | Yes | Dr. Jenee Slocum | jenee@lsu.edu | 225-578-1899

## Music & Dramatic Arts
LSU Facilities and Equipment
College/Office | School/Department (if applicable) | Facility/Laboratory | Facility/Laboratory Link | Facility/Laboratory Description | Equipment/Process Name | Equipment/Process Description | Cost Center? | Contact Name | Contact Email | Contact Phone Number
Music & Dramatic Arts | N/A | N/A | N/A | N/A | N/A | N/A | N/A | N/A | N/A | N/A

## Science
LSU Facilities and Equipment
College/Office | School/Department (if applicable) | Facility/Laboratory | Facility/Laboratory Link | Facility/Laboratory Description | Equipment/Process Name | Equipment/Process Description | Cost Center? | Contact Name | Contact Email | Contact Phone Number
Science | Geology & Geophysics | High Magnification Imaging and Microanalysis Laboratory | https://www.lsu.edu/science/geology/graduate_students/current_students/facilities/index.php | Computer lab space with Linux based PCs often used for both commercial and open-source seismic processing software | N/A | N/A | No | Jeff Springer | jspringer1@lsu.edu | 84787
Science | Geology & Geophysics | Subsurface and NSF Computation-Visualization Laboratories | https://www.lsu.edu/science/geology/graduate_students/current_students/facilities/index.php | Jeff can add more about the lab. It is a computer lab space with Linux based PCs often used for both commercial and open-source seismic processing software | Several PCs, VR headsets, topographic sand table, recording equipment | N/A | No | Jeff Springer | jspringer1@lsu.edu | 84787
Science | Geology & Geophysics | Paleomagnetism Laboratory | https://www.lsu.edu/science/geology/graduate_students/current_students/facilities/index.php | Brooks Ellwood has an electromagnetically insulated lab space for measuring magnetic fields | magnetometer with Faraday cage, saws, drills, and collection tools | N/A | No | Brooks Ellwood | ellwood@lsu.edu | 83416
Science | Geology & Geophysics | Petrographic and Optical Analysis Facilities | https://www.lsu.edu/science/geology/graduate_students/current_students/facilities/index.php | Classroom space with petrographic light microscopes, point-counting station for mineral compositions, cold cathode CL microscope, and other scopes with camera attachments for teaching and image capturing | petrographic microscopes, mounted cameras, projection equipment | N/A | No | Barb Dutrow, Darrell Henry | dutrow@lsu.edu glhenr@lsu.edu | Need Information
Science | Geology & Geophysics | Sample Processing and Storage | https://www.lsu.edu/science/geology/graduate_students/current_students/facilities/index.php | The Rock Prep Lab and storage room house the equipment needed for cutting, crushing, pulverizing, seiving and sorting, mineral separation, and sample preparation for petrographic and microanalysis. | Tile, cutoff, and oil saws, seives and seive shaker, Braun crusher and pulverizer, Frantz magnetic separator, Gemeni water shaker table, Pelcon automated thin section machine and polisher, Beuhler rotary lap, various polishing grits and epoxies | N/A | No | Andrew Webb | awebb6@lsu.edu | 82946
Science | Geology & Geophysics | X-Ray Crystallography Laboratory | https://www.lsu.edu/science/chemistry/research/x-ray.php | See: Chemistry X-ray Facility, redundant | N/A | N/A | No | Jon Snow | jesnow@lsu.edu | 82692
Science | Geology & Geophysics | Geochemistry Laboratory | https://www.lsu.edu/science/geology/research_areas/geochemistry.php | G&G General Purpose Lab. Multi-use space for chemistry and clay smear prep | general chemistry lab equipment, oven, liquid nitrogen, chemical hoods, chemical storage | N/A | No | Wanda Leblanc | wleblan@lsu.edu | 82420
Science | Physics & Astronomy | Multiple irradiation facilities (high-intensity radio-isotopic source irradiators having a maximum dose rate of 5000 R/min | https://www.lsu.edu/physics/research/facilities.php#:~:text=Multiple%20irradiation%20facilities | Include the following: self-contained Co-60 irradiator, pool-type Co-60 irradiator, and Eberline Cs-137 calibrator/irradiator. Neutron facilities include: a subcritical assembly for neutron physics experiments and Cf-252 sources (total isotope mass of about 60 micro-grams) stored in two separate neutron irradiators (scalar thermal neutron flux of about 5E6 n/cm2/s). | N/A | N/A | No | Rui Zhang | rzhang@lsu.edu | 82975
Science | Chemistry | Chemistry Stockroom | https://www.lsu.edu/science/chemistry/people/department-chair-and-staff.php#:~:text=Nicole%20Reid-,Stockroom%20Coordinator%20%2D,-Williams%203rd%20Floor | Chemistry supplies | N/A | N/A | Yes | Anne Power-Donnarumma | apower@lsu.edu | 83301
Science | Physics & Astronomy | Helium Cost Center |  | Liquid helium | N/A | N/A | Yes | Phil Adams | adams@phys.lsu.edu | 86847
Science | Physics & Astronomy | Nitrogen Cost Center |  | Liquid nitrogen | N/A | N/A | Yes | Phil Adams | adams@phys.lsu.edu | 86847
Science | Physics & Astronomy | Technical Services Group |  | Machine shop and electronics shop | N/A | N/A | Yes | Jill Juneau | juneau1@lsu.edu | 88877
Science | Chemistry | Glass Blowing Shop | https://appl103.lsu.edu/dir/dirdept.nsf/ListingView/000372?OpenDocument | The Glass Blowing Shop provides support to the faculty and researchers. The shop's primary mission is to design and fabricate prototypes of specialty laboratory equipment as well as repair existing types of glass apparatus and equipment. | N/A | Services as needed. | Yes | Retired | aconna1@lsu.edu | 83361
Science | Geology & Geophysics | EPMA Lab | https://lsu.edu/amac/instruments/electron-microscopy/transmission-electron-microscopy.php | Located in the Howe-Russell-Kniffen buildings, the JEOL JXA-8230 electron probe is part of the Shared Instrument Facility and is managed by G&G technician, Mathew Loocke. | JEOL JXA-8230 | The Electron Microprobe Laboratory is equipped with the fully-automated JEOL JXA-8230 high resolution, highly stable SEM and a WDS/EDS combined Electron Probe Microanalyzer (EPMA). The microprobe has a total of 3 wavelength-dispersive spectrometers (each spectrometer holds 2 of the following crystals: TAPJ, PETJ, PETHS, LDE2 LIF, LIFHS) The primary function of the microprobe is to provide major- and minor-element analyses of solid samples at the 1-5 micron scale and it can acquire digital secondary-electron and backscattered-electron images as well as elemental x-ray maps making it possible to analyze solid materials in situ and to resolve complex chemical variation (e.g. zoning) within single phases. | No | Matthew Loocke | mloock1@lsu.edu | 85676
Science | Museum of Natural Science | Paleontology Laboratories | https://www.lsu.edu/mns/collections/vertebrate-paleontology.php | Vertebrate paelontology collection storage. Lorene Smith is the collections manager for the Fossil Protists and Invertebrates. Lorene Smith is the interim contact for Vertebrate paleontology. | N/A | N/A | No | Lorene Smith | lsmit18@lsu.edu | 82296
Science | Museum of Natural Science | Museum of Natural Science | https://www.lsu.edu/mns/index.php | The Museum houses research collections of amphibians, birds, fishes, mammals, reptiles, vertebrate fossils, invertebrate fossils, as well as zooarchaeological artifacts and an ethnography collection. The Museum houses one of the world’s largest collection of vertebrate tissue samples, primarily from birds, but also including mammals, reptiles, amphibians, and fishes. | N/A | N/A | No | Chris Austin | ccaustin@lsu.edu | 82841
Science | Physics & Astronomy | Irradiation facility | https://www.lsu.edu/radiation-safety/index.php | Irradiation facility. | N/A | N/A | No | Wei-Hsung Wang | weihsung@lsu.edu | 82743
Science | Physics & Astronomy | Multiple Radiation Detection Systems | https://www.lsu.edu/radiation-safety/index.php | A HPGe detection system and a liquid scintillation counting system are regularly used for compliance purposes. | N/A | N/A | No | Wei-Hsung Wang | weihsung@lsu.edu | 82743
Science | Physics & Astronomy | Nuclear Science Building | https://www.lsu.edu/radiation-safety/index.php | In addition to housing the Radiation Safety Office which occupies majority of the Nuclear Science Building, limited teaching and research spaces are available. | N/A | N/A | No | Wei-Hsung Wang | weihsung@lsu.edu | 82743
Science | Physics & Astronomy | Nuclear Science Building | https://www.lsu.edu/radiation-safety/index.php | Two research laboratories are available but they require major updates. | N/A | N/A | No | Wei-Hsung Wang | weihsung@lsu.edu | 82743
Science | Biological Sciences | Common Equipment | https://www.lsu.edu/science/biosci/about-us/common-equiptment.php | Film processor, steam generator, autoclaves, fermentor, Millipore ultrafiltration system, benchtop centrifuge, ultracentrifuge, incubator, ultracold freezers, incubator, water distillation stills, freeze dry system, liquid scintillation counter | N/A | N/A | No | Elizabeth Hlucky | ehlucky@lsu.edu | 88843
Science | Chemistry | Shared Laboratory for Macro and Bio-Macromolecular Research (SLMBR) | https://www.lsu.edu/science/chemistry/research/macro/index.php | The LSU Department of Chemistry Polymer Analysis Facility (PAL) occupies 1500 sq ft on the 2nd floor of the Chemistry building. A full-time Ph.D.-level staff employee supports the facility. The Polymer Analysis Laboratory provides advanced equipment for characterization of macromolecules, supramolecular assemblies, colloids, complex fluids, and related materials. PAL includes several state-of-the-art GPC-MALS and AF4 systems for the measurement of absolute mass and size distributions of macromolecules or particles. PAL also has light scattering thermal analysis, zeta potential, and optical microscopy instrumentation. This equipment is for molecular characterization. | THF-GPC-MALS | FLO-M Vacuum degasser, Agilent 1100 Pump, Agilent 1100 autosampler, Wyatt Dawn-EOS LS Detector, Waters 410 DRI Detector | Yes | Rafael Cueto | rcueto@lsu.edu | 82059
Science | Chemistry | Shared Laboratory for Macro and Bio-Macromolecular Research (SLMBR) | https://www.lsu.edu/science/chemistry/research/macro/index.php | The LSU Department of Chemistry Polymer Analysis Facility (PAL) occupies 1500 sq ft on the 2nd floor of the Chemistry building. A full-time Ph.D.-level staff employee supports the facility. The Polymer Analysis Laboratory provides advanced equipment for characterization of macromolecules, supramolecular assemblies, colloids, complex fluids, and related materials. PAL includes several state-of-the-art GPC-MALS and AF4 systems for the measurement of absolute mass and size distributions of macromolecules or particles. PAL also has light scattering thermal analysis, zeta potential, and optical microscopy instrumentation. This equipment is for molecular characterization. | Aqueous-GPC-MALS | FLO-M Vacuum degasser, Isco Syringe Pumps (500mL), Manual Injector,Wyatt Dawn-DSP LS Detector, Waters 410 DRI Detector | Yes | Rafael Cueto | rcueto@lsu.edu | 82059
Science | Chemistry | Shared Laboratory for Macro and Bio-Macromolecular Research (SLMBR) | https://www.lsu.edu/science/chemistry/research/macro/index.php | The LSU Department of Chemistry Polymer Analysis Facility (PAL) occupies 1500 sq ft on the 2nd floor of the Chemistry building. A full-time Ph.D.-level staff employee supports the facility. The Polymer Analysis Laboratory provides advanced equipment for characterization of macromolecules, supramolecular assemblies, colloids, complex fluids, and related materials. PAL includes several state-of-the-art GPC-MALS and AF4 systems for the measurement of absolute mass and size distributions of macromolecules or particles. PAL also has light scattering thermal analysis, zeta potential, and optical microscopy instrumentation. This equipment is for molecular characterization. | Toluene-GPC-MALS | FLO-M Vacuum degasser, 2 Isco Syringe Pumps (500mL), Manual Injector, Wyatt Dawn-EOS LS Detector, Hitachi DRI detector | Yes | Rafael Cueto | rcueto@lsu.edu | 82059
Science | Chemistry | Shared Laboratory for Macro and Bio-Macromolecular Research (SLMBR) | https://www.lsu.edu/science/chemistry/research/macro/index.php | The LSU Department of Chemistry Polymer Analysis Facility (PAL) occupies 1500 sq ft on the 2nd floor of the Chemistry building. A full-time Ph.D.-level staff employee supports the facility. The Polymer Analysis Laboratory provides advanced equipment for characterization of macromolecules, supramolecular assemblies, colloids, complex fluids, and related materials. PAL includes several state-of-the-art GPC-MALS and AF4 systems for the measurement of absolute mass and size distributions of macromolecules or particles. PAL also has light scattering thermal analysis, zeta potential, and optical microscopy instrumentation. This equipment is for molecular characterization. | Mixed GPC (aqueous or Organic) | FLO-M Vacuum degasser, 2 Isco Syringe Pumps (500mL), Manual Injector, Viscotek Viscosity detector | Yes | Rafael Cueto | rcueto@lsu.edu | 82059
Science | Chemistry | Shared Laboratory for Macro and Bio-Macromolecular Research (SLMBR) | https://www.lsu.edu/science/chemistry/research/macro/index.php | The LSU Department of Chemistry Polymer Analysis Facility (PAL) occupies 1500 sq ft on the 2nd floor of the Chemistry building. A full-time Ph.D.-level staff employee supports the facility. The Polymer Analysis Laboratory provides advanced equipment for characterization of macromolecules, supramolecular assemblies, colloids, complex fluids, and related materials. PAL includes several state-of-the-art GPC-MALS and AF4 systems for the measurement of absolute mass and size distributions of macromolecules or particles. PAL also has light scattering thermal analysis, zeta potential, and optical microscopy instrumentation. This equipment is for molecular characterization. | Viscotek TDA-302 Triple detector |  | Yes | Rafael Cueto | rcueto@lsu.edu | 82059
Science | Chemistry | Shared Laboratory for Macro and Bio-Macromolecular Research (SLMBR) | https://www.lsu.edu/science/chemistry/research/macro/index.php | The LSU Department of Chemistry Polymer Analysis Facility (PAL) occupies 1500 sq ft on the 2nd floor of the Chemistry building. A full-time Ph.D.-level staff employee supports the facility. The Polymer Analysis Laboratory provides advanced equipment for characterization of macromolecules, supramolecular assemblies, colloids, complex fluids, and related materials. PAL includes several state-of-the-art GPC-MALS and AF4 systems for the measurement of absolute mass and size distributions of macromolecules or particles. PAL also has light scattering thermal analysis, zeta potential, and optical microscopy instrumentation. This equipment is for molecular characterization. | Mixed GPC (aqueous or Organic) | FLO-M Vacuum degasser, Agilent 1100 Pump, Agilent 1100 autosampler, Wyatt Heleos LS detector with DLS Capability and Temp. Control (0 to 60C), Agilent 1200 DRI detector | Yes | Rafael Cueto | rcueto@lsu.edu | 82059
Science | Chemistry | Shared Laboratory for Macro and Bio-Macromolecular Research (SLMBR) | https://www.lsu.edu/science/chemistry/research/macro/index.php | The LSU Department of Chemistry Polymer Analysis Facility (PAL) occupies 1500 sq ft on the 2nd floor of the Chemistry building. A full-time Ph.D.-level staff employee supports the facility. The Polymer Analysis Laboratory provides advanced equipment for characterization of macromolecules, supramolecular assemblies, colloids, complex fluids, and related materials. PAL includes several state-of-the-art GPC-MALS and AF4 systems for the measurement of absolute mass and size distributions of macromolecules or particles. PAL also has light scattering thermal analysis, zeta potential, and optical microscopy instrumentation. This equipment is for thermal analysis. | TA Discovery DSC250 Modulated Differential Scanning Calorimeter (DSC) with Refrigerated System Cooling (RSC-90) -90C to 550C |  | Yes | Rafael Cueto | rcueto@lsu.edu | 82059
Science | Chemistry | Shared Laboratory for Macro and Bio-Macromolecular Research (SLMBR) | https://www.lsu.edu/science/chemistry/research/macro/index.php | The LSU Department of Chemistry Polymer Analysis Facility (PAL) occupies 1500 sq ft on the 2nd floor of the Chemistry building. A full-time Ph.D.-level staff employee supports the facility. The Polymer Analysis Laboratory provides advanced equipment for characterization of macromolecules, supramolecular assemblies, colloids, complex fluids, and related materials. PAL includes several state-of-the-art GPC-MALS and AF4 systems for the measurement of absolute mass and size distributions of macromolecules or particles. PAL also has light scattering thermal analysis, zeta potential, and optical microscopy instrumentation. This equipment is for thermal analysis. | TA Q100 Modulated Differential Scanning Calorimeter (DSC) with Refrigerated System Cooling (RSC-40) -40C to 400C, or Liquid Nitrogen Cooling |  | Yes | Rafael Cueto | rcueto@lsu.edu | 82059
Science | Chemistry | Shared Laboratory for Macro and Bio-Macromolecular Research (SLMBR) | https://www.lsu.edu/science/chemistry/research/macro/index.php | The LSU Department of Chemistry Polymer Analysis Facility (PAL) occupies 1500 sq ft on the 2nd floor of the Chemistry building. A full-time Ph.D.-level staff employee supports the facility. The Polymer Analysis Laboratory provides advanced equipment for characterization of macromolecules, supramolecular assemblies, colloids, complex fluids, and related materials. PAL includes several state-of-the-art GPC-MALS and AF4 systems for the measurement of absolute mass and size distributions of macromolecules or particles. PAL also has light scattering thermal analysis, zeta potential, and optical microscopy instrumentation. This equipment is for thermal analysis. | TA Discovery TGA550 Modulated High Sensitivity Thermogravimetric Analyzer (TGA) |  | Yes | Rafael Cueto | rcueto@lsu.edu | 82059
Science | Chemistry | Shared Laboratory for Macro and Bio-Macromolecular Research (SLMBR) | https://www.lsu.edu/science/chemistry/research/macro/index.php | The LSU Department of Chemistry Polymer Analysis Facility (PAL) occupies 1500 sq ft on the 2nd floor of the Chemistry building. A full-time Ph.D.-level staff employee supports the facility. The Polymer Analysis Laboratory provides advanced equipment for characterization of macromolecules, supramolecular assemblies, colloids, complex fluids, and related materials. PAL includes several state-of-the-art GPC-MALS and AF4 systems for the measurement of absolute mass and size distributions of macromolecules or particles. PAL also has light scattering thermal analysis, zeta potential, and optical microscopy instrumentation. This equipment is for thermal analysis. | TA Q800 Dynamic Mechanical Analyzer (DMA) | With NPC (Nitrogen Purge Cooling), Compression clamp, Submersion compression clamp, Dual surface film clamp, Single/dual Cantilever Clamp | Yes | Rafael Cueto | rcueto@lsu.edu | 82059
Science | Chemistry | Shared Laboratory for Macro and Bio-Macromolecular Research (SLMBR) | https://www.lsu.edu/science/chemistry/research/macro/index.php | The LSU Department of Chemistry Polymer Analysis Facility (PAL) occupies 1500 sq ft on the 2nd floor of the Chemistry building. A full-time Ph.D.-level staff employee supports the facility. The Polymer Analysis Laboratory provides advanced equipment for characterization of macromolecules, supramolecular assemblies, colloids, complex fluids, and related materials. PAL includes several state-of-the-art GPC-MALS and AF4 systems for the measurement of absolute mass and size distributions of macromolecules or particles. PAL also has light scattering thermal analysis, zeta potential, and optical microscopy instrumentation. This equipment is for thermal analysis. | TA Ares Advanced Rheometer AR200 with ETC (Environmental Testing Chamber, Tension and Asphalt Geometries |  | Yes | Rafael Cueto | rcueto@lsu.edu | 82059
Science | Chemistry | Shared Laboratory for Macro and Bio-Macromolecular Research (SLMBR) | https://www.lsu.edu/science/chemistry/research/macro/index.php | The LSU Department of Chemistry Polymer Analysis Facility (PAL) occupies 1500 sq ft on the 2nd floor of the Chemistry building. A full-time Ph.D.-level staff employee supports the facility. The Polymer Analysis Laboratory provides advanced equipment for characterization of macromolecules, supramolecular assemblies, colloids, complex fluids, and related materials. PAL includes several state-of-the-art GPC-MALS and AF4 systems for the measurement of absolute mass and size distributions of macromolecules or particles. PAL also has light scattering thermal analysis, zeta potential, and optical microscopy instrumentation. This equipment is for scattering. | Malvern Zetasizer Nano ZS with Titrator | One angle Backscattering (173), Zeta Potential, Titrator | Yes | Rafael Cueto | rcueto@lsu.edu | 82059
Science | Chemistry | Shared Laboratory for Macro and Bio-Macromolecular Research (SLMBR) | https://www.lsu.edu/science/chemistry/research/macro/index.php | The LSU Department of Chemistry Polymer Analysis Facility (PAL) occupies 1500 sq ft on the 2nd floor of the Chemistry building. A full-time Ph.D.-level staff employee supports the facility. The Polymer Analysis Laboratory provides advanced equipment for characterization of macromolecules, supramolecular assemblies, colloids, complex fluids, and related materials. PAL includes several state-of-the-art GPC-MALS and AF4 systems for the measurement of absolute mass and size distributions of macromolecules or particles. PAL also has light scattering thermal analysis, zeta potential, and optical microscopy instrumentation. This equipment is for scattering. | Multiangle Dynamic/Static Light Scattering System | Crystal Laser CL-2000 Diode Pumped Laser (532nm, 500mW), Melles Griot He-Ne Laser (632.8nm, 15mW), Coherent Innova 90 Ion Laser (488, 514.5, 657 nm, 500mW), Oriel 77341 PMT, EMI 9863 PMT, Pacific Industries AD-126 Amplifier Discriminator and 126 Lab Photometer, ALV Correlator, Neslab RTE 111 Circulating Bath | Yes | Rafael Cueto | rcueto@lsu.edu | 82059
Science | Chemistry | Shared Laboratory for Macro and Bio-Macromolecular Research (SLMBR) | https://www.lsu.edu/science/chemistry/research/macro/index.php | The LSU Department of Chemistry Polymer Analysis Facility (PAL) occupies 1500 sq ft on the 2nd floor of the Chemistry building. A full-time Ph.D.-level staff employee supports the facility. The Polymer Analysis Laboratory provides advanced equipment for characterization of macromolecules, supramolecular assemblies, colloids, complex fluids, and related materials. PAL includes several state-of-the-art GPC-MALS and AF4 systems for the measurement of absolute mass and size distributions of macromolecules or particles. PAL also has light scattering thermal analysis, zeta potential, and optical microscopy instrumentation. This equipment is for scattering. | Thorn EMI Photon Counting System (Not in Use) |  | Yes | Rafael Cueto | rcueto@lsu.edu | 82059
Science | Chemistry | Shared Laboratory for Macro and Bio-Macromolecular Research (SLMBR) | https://www.lsu.edu/science/chemistry/research/macro/index.php | The LSU Department of Chemistry Polymer Analysis Facility (PAL) occupies 1500 sq ft on the 2nd floor of the Chemistry building. A full-time Ph.D.-level staff employee supports the facility. The Polymer Analysis Laboratory provides advanced equipment for characterization of macromolecules, supramolecular assemblies, colloids, complex fluids, and related materials. PAL includes several state-of-the-art GPC-MALS and AF4 systems for the measurement of absolute mass and size distributions of macromolecules or particles. PAL also has light scattering thermal analysis, zeta potential, and optical microscopy instrumentation. This equipment is for scattering. | Beckman Coulter LS-200 Laser Diffraction Particle Size Analyzer | Micro Cell Accessory, Dry Powder sampler, Standard Flow sampler | Yes | Rafael Cueto | rcueto@lsu.edu | 82059
Science | Chemistry | Shared Laboratory for Macro and Bio-Macromolecular Research (SLMBR) | https://www.lsu.edu/science/chemistry/research/macro/index.php | The LSU Department of Chemistry Polymer Analysis Facility (PAL) occupies 1500 sq ft on the 2nd floor of the Chemistry building. A full-time Ph.D.-level staff employee supports the facility. The Polymer Analysis Laboratory provides advanced equipment for characterization of macromolecules, supramolecular assemblies, colloids, complex fluids, and related materials. PAL includes several state-of-the-art GPC-MALS and AF4 systems for the measurement of absolute mass and size distributions of macromolecules or particles. PAL also has light scattering thermal analysis, zeta potential, and optical microscopy instrumentation. This equipment is for microscopy. | Olympus BH Polarized Optical Microscope (POM) | AmScope MD1900 Digital Camera | Yes | Rafael Cueto | rcueto@lsu.edu | 82059
Science | Chemistry | Shared Laboratory for Macro and Bio-Macromolecular Research (SLMBR) | https://www.lsu.edu/science/chemistry/research/macro/index.php | The LSU Department of Chemistry Polymer Analysis Facility (PAL) occupies 1500 sq ft on the 2nd floor of the Chemistry building. A full-time Ph.D.-level staff employee supports the facility. The Polymer Analysis Laboratory provides advanced equipment for characterization of macromolecules, supramolecular assemblies, colloids, complex fluids, and related materials. PAL includes several state-of-the-art GPC-MALS and AF4 systems for the measurement of absolute mass and size distributions of macromolecules or particles. PAL also has light scattering thermal analysis, zeta potential, and optical microscopy instrumentation. This equipment is for microscopy. | Olympus BX50 Microscope | Mettler FP82 Hot Stage, Mettler FP80 Central Processing unit, Mettler Photodetector | Yes | Rafael Cueto | rcueto@lsu.edu | 82059
Science | Chemistry | Shared Laboratory for Macro and Bio-Macromolecular Research (SLMBR) | https://www.lsu.edu/science/chemistry/research/macro/index.php | The LSU Department of Chemistry Polymer Analysis Facility (PAL) occupies 1500 sq ft on the 2nd floor of the Chemistry building. A full-time Ph.D.-level staff employee supports the facility. The Polymer Analysis Laboratory provides advanced equipment for characterization of macromolecules, supramolecular assemblies, colloids, complex fluids, and related materials. PAL includes several state-of-the-art GPC-MALS and AF4 systems for the measurement of absolute mass and size distributions of macromolecules or particles. PAL also has light scattering thermal analysis, zeta potential, and optical microscopy instrumentation. These instruments are balances. | Sartorius A 120 S Analytical Balance (4 decimal) |  | Yes | Rafael Cueto | rcueto@lsu.edu | 82059
Science | Chemistry | Shared Laboratory for Macro and Bio-Macromolecular Research (SLMBR) | https://www.lsu.edu/science/chemistry/research/macro/index.php | The LSU Department of Chemistry Polymer Analysis Facility (PAL) occupies 1500 sq ft on the 2nd floor of the Chemistry building. A full-time Ph.D.-level staff employee supports the facility. The Polymer Analysis Laboratory provides advanced equipment for characterization of macromolecules, supramolecular assemblies, colloids, complex fluids, and related materials. PAL includes several state-of-the-art GPC-MALS and AF4 systems for the measurement of absolute mass and size distributions of macromolecules or particles. PAL also has light scattering thermal analysis, zeta potential, and optical microscopy instrumentation. These instruments are balances. | Cahn C-31 Microbalance (6 decimal) |  | Yes | Rafael Cueto | rcueto@lsu.edu | 82059
Science | Chemistry | Shared Laboratory for Macro and Bio-Macromolecular Research (SLMBR) | https://www.lsu.edu/science/chemistry/research/macro/index.php | The LSU Department of Chemistry Polymer Analysis Facility (PAL) occupies 1500 sq ft on the 2nd floor of the Chemistry building. A full-time Ph.D.-level staff employee supports the facility. The Polymer Analysis Laboratory provides advanced equipment for characterization of macromolecules, supramolecular assemblies, colloids, complex fluids, and related materials. PAL includes several state-of-the-art GPC-MALS and AF4 systems for the measurement of absolute mass and size distributions of macromolecules or particles. PAL also has light scattering thermal analysis, zeta potential, and optical microscopy instrumentation. | Barnstead Nanopure Water System | With Ultrafilter (0.005µm) | Yes | Rafael Cueto | rcueto@lsu.edu | 82059
Science | Chemistry | Shared Laboratory for Macro and Bio-Macromolecular Research (SLMBR) | https://www.lsu.edu/science/chemistry/research/macro/index.php | The LSU Department of Chemistry Polymer Analysis Facility (PAL) occupies 1500 sq ft on the 2nd floor of the Chemistry building. A full-time Ph.D.-level staff employee supports the facility. The Polymer Analysis Laboratory provides advanced equipment for characterization of macromolecules, supramolecular assemblies, colloids, complex fluids, and related materials. PAL includes several state-of-the-art GPC-MALS and AF4 systems for the measurement of absolute mass and size distributions of macromolecules or particles. PAL also has light scattering thermal analysis, zeta potential, and optical microscopy instrumentation. | Perkin Elmer LS50B Luminescence Spectrometer | Temperature Control (VWR 1167 Circulating Bath) | Yes | Rafael Cueto | rcueto@lsu.edu | 82059
Science | Chemistry | Shared Laboratory for Macro and Bio-Macromolecular Research (SLMBR) | https://www.lsu.edu/science/chemistry/research/macro/index.php | The LSU Department of Chemistry Polymer Analysis Facility (PAL) occupies 1500 sq ft on the 2nd floor of the Chemistry building. A full-time Ph.D.-level staff employee supports the facility. The Polymer Analysis Laboratory provides advanced equipment for characterization of macromolecules, supramolecular assemblies, colloids, complex fluids, and related materials. PAL includes several state-of-the-art GPC-MALS and AF4 systems for the measurement of absolute mass and size distributions of macromolecules or particles. PAL also has light scattering thermal analysis, zeta potential, and optical microscopy instrumentation. | Agilent 8453 DAD Spectrophotometer | 7 Multicell Accessory, Temperature Control (VWR 1167 Circulating Bath) | Yes | Rafael Cueto | rcueto@lsu.edu | 82059
Science | Chemistry | Shared Laboratory for Macro and Bio-Macromolecular Research (SLMBR) | https://www.lsu.edu/science/chemistry/research/macro/index.php | The LSU Department of Chemistry Polymer Analysis Facility (PAL) occupies 1500 sq ft on the 2nd floor of the Chemistry building. A full-time Ph.D.-level staff employee supports the facility. The Polymer Analysis Laboratory provides advanced equipment for characterization of macromolecules, supramolecular assemblies, colloids, complex fluids, and related materials. PAL includes several state-of-the-art GPC-MALS and AF4 systems for the measurement of absolute mass and size distributions of macromolecules or particles. PAL also has light scattering thermal analysis, zeta potential, and optical microscopy instrumentation. | Thermo Orion 420 pH Meter |  | Yes | Rafael Cueto | rcueto@lsu.edu | 82059
Science | Chemistry | Shared Laboratory for Macro and Bio-Macromolecular Research (SLMBR) | https://www.lsu.edu/science/chemistry/research/macro/index.php | The LSU Department of Chemistry Polymer Analysis Facility (PAL) occupies 1500 sq ft on the 2nd floor of the Chemistry building. A full-time Ph.D.-level staff employee supports the facility. The Polymer Analysis Laboratory provides advanced equipment for characterization of macromolecules, supramolecular assemblies, colloids, complex fluids, and related materials. PAL includes several state-of-the-art GPC-MALS and AF4 systems for the measurement of absolute mass and size distributions of macromolecules or particles. PAL also has light scattering thermal analysis, zeta potential, and optical microscopy instrumentation. | Beckman Microfuge E Micro Centrifuge |  | Yes | Rafael Cueto | rcueto@lsu.edu | 82059
Science | Chemistry | Shared Laboratory for Macro and Bio-Macromolecular Research (SLMBR) | https://www.lsu.edu/science/chemistry/research/macro/index.php | The LSU Department of Chemistry Polymer Analysis Facility (PAL) occupies 1500 sq ft on the 2nd floor of the Chemistry building. A full-time Ph.D.-level staff employee supports the facility. The Polymer Analysis Laboratory provides advanced equipment for characterization of macromolecules, supramolecular assemblies, colloids, complex fluids, and related materials. PAL includes several state-of-the-art GPC-MALS and AF4 systems for the measurement of absolute mass and size distributions of macromolecules or particles. PAL also has light scattering thermal analysis, zeta potential, and optical microscopy instrumentation. | IEC Clinical centrifuge |  | Yes | Rafael Cueto | rcueto@lsu.edu | 82059
Science | Chemistry | Shared Laboratory for Macro and Bio-Macromolecular Research (SLMBR) | https://www.lsu.edu/science/chemistry/research/macro/index.php | The LSU Department of Chemistry Polymer Analysis Facility (PAL) occupies 1500 sq ft on the 2nd floor of the Chemistry building. A full-time Ph.D.-level staff employee supports the facility. The Polymer Analysis Laboratory provides advanced equipment for characterization of macromolecules, supramolecular assemblies, colloids, complex fluids, and related materials. PAL includes several state-of-the-art GPC-MALS and AF4 systems for the measurement of absolute mass and size distributions of macromolecules or particles. PAL also has light scattering thermal analysis, zeta potential, and optical microscopy instrumentation. | American Scientific BT-23 Thermostated Shaking Bath |  | Yes | Rafael Cueto | rcueto@lsu.edu | 82059
Science | Chemistry | Shared Laboratory for Macro and Bio-Macromolecular Research (SLMBR) | https://www.lsu.edu/science/chemistry/research/macro/index.php | The LSU Department of Chemistry Polymer Analysis Facility (PAL) occupies 1500 sq ft on the 2nd floor of the Chemistry building. A full-time Ph.D.-level staff employee supports the facility. The Polymer Analysis Laboratory provides advanced equipment for characterization of macromolecules, supramolecular assemblies, colloids, complex fluids, and related materials. PAL includes several state-of-the-art GPC-MALS and AF4 systems for the measurement of absolute mass and size distributions of macromolecules or particles. PAL also has light scattering thermal analysis, zeta potential, and optical microscopy instrumentation. | Fisher Isotemp Oven (up to ~ 200C) |  | Yes | Rafael Cueto | rcueto@lsu.edu | 82059
Science | Chemistry | Shared Laboratory for Macro and Bio-Macromolecular Research (SLMBR) | https://www.lsu.edu/science/chemistry/research/macro/index.php | The LSU Department of Chemistry Polymer Analysis Facility (PAL) occupies 1500 sq ft on the 2nd floor of the Chemistry building. A full-time Ph.D.-level staff employee supports the facility. The Polymer Analysis Laboratory provides advanced equipment for characterization of macromolecules, supramolecular assemblies, colloids, complex fluids, and related materials. PAL includes several state-of-the-art GPC-MALS and AF4 systems for the measurement of absolute mass and size distributions of macromolecules or particles. PAL also has light scattering thermal analysis, zeta potential, and optical microscopy instrumentation. | National Appliance Company 5831 Vacuum Oven (up to ~ 200C) | Welch Duo-Seal Vacuum pump, Trap | Yes | Rafael Cueto | rcueto@lsu.edu | 82059
Science | Chemistry | Shared Laboratory for Macro and Bio-Macromolecular Research (SLMBR) | https://www.lsu.edu/science/chemistry/research/macro/index.php | The LSU Department of Chemistry Polymer Analysis Facility (PAL) occupies 1500 sq ft on the 2nd floor of the Chemistry building. A full-time Ph.D.-level staff employee supports the facility. The Polymer Analysis Laboratory provides advanced equipment for characterization of macromolecules, supramolecular assemblies, colloids, complex fluids, and related materials. PAL includes several state-of-the-art GPC-MALS and AF4 systems for the measurement of absolute mass and size distributions of macromolecules or particles. PAL also has light scattering thermal analysis, zeta potential, and optical microscopy instrumentation. | VWR Vacuum Oven (up to ~ 200C) (Not in Use) |  | Yes | Rafael Cueto | rcueto@lsu.edu | 82059
Science | Chemistry | Shared Laboratory for Macro and Bio-Macromolecular Research (SLMBR) | https://www.lsu.edu/science/chemistry/research/macro/index.php | The LSU Department of Chemistry Polymer Analysis Facility (PAL) occupies 1500 sq ft on the 2nd floor of the Chemistry building. A full-time Ph.D.-level staff employee supports the facility. The Polymer Analysis Laboratory provides advanced equipment for characterization of macromolecules, supramolecular assemblies, colloids, complex fluids, and related materials. PAL includes several state-of-the-art GPC-MALS and AF4 systems for the measurement of absolute mass and size distributions of macromolecules or particles. PAL also has light scattering thermal analysis, zeta potential, and optical microscopy instrumentation. | Sonic VibraCell VC-750 Sonicator | Several Probes, Sound Proof Cabinet | Yes | Rafael Cueto | rcueto@lsu.edu | 82059
Science | Chemistry | Shared Laboratory for Macro and Bio-Macromolecular Research (SLMBR) | https://www.lsu.edu/science/chemistry/research/macro/index.php | The LSU Department of Chemistry Polymer Analysis Facility (PAL) occupies 1500 sq ft on the 2nd floor of the Chemistry building. A full-time Ph.D.-level staff employee supports the facility. The Polymer Analysis Laboratory provides advanced equipment for characterization of macromolecules, supramolecular assemblies, colloids, complex fluids, and related materials. PAL includes several state-of-the-art GPC-MALS and AF4 systems for the measurement of absolute mass and size distributions of macromolecules or particles. PAL also has light scattering thermal analysis, zeta potential, and optical microscopy instrumentation. | Branson 2210 Sonicator |  | Yes | Rafael Cueto | rcueto@lsu.edu | 82059
Science | Chemistry | Shared Laboratory for Macro and Bio-Macromolecular Research (SLMBR) | https://www.lsu.edu/science/chemistry/research/macro/index.php | The LSU Department of Chemistry Polymer Analysis Facility (PAL) occupies 1500 sq ft on the 2nd floor of the Chemistry building. A full-time Ph.D.-level staff employee supports the facility. The Polymer Analysis Laboratory provides advanced equipment for characterization of macromolecules, supramolecular assemblies, colloids, complex fluids, and related materials. PAL includes several state-of-the-art GPC-MALS and AF4 systems for the measurement of absolute mass and size distributions of macromolecules or particles. PAL also has light scattering thermal analysis, zeta potential, and optical microscopy instrumentation. | Solvent Filtering Station | 1L Organic Flask, 1L Aqueous Flask, GAST Diaphragm Pump | Yes | Rafael Cueto | rcueto@lsu.edu | 82059
Science | Chemistry | Shared Laboratory for Macro and Bio-Macromolecular Research (SLMBR) | https://www.lsu.edu/science/chemistry/research/macro/index.php | The LSU Department of Chemistry Polymer Analysis Facility (PAL) occupies 1500 sq ft on the 2nd floor of the Chemistry building. A full-time Ph.D.-level staff employee supports the facility. The Polymer Analysis Laboratory provides advanced equipment for characterization of macromolecules, supramolecular assemblies, colloids, complex fluids, and related materials. PAL includes several state-of-the-art GPC-MALS and AF4 systems for the measurement of absolute mass and size distributions of macromolecules or particles. PAL also has light scattering thermal analysis, zeta potential, and optical microscopy instrumentation. | Buchi RE-121 Rotovap | Buchi B-480 Water Bath, Neslab RTE-110 Cooling Circulator | Yes | Rafael Cueto | rcueto@lsu.edu | 82059
Science | Chemistry | Shared Laboratory for Macro and Bio-Macromolecular Research (SLMBR) | https://www.lsu.edu/science/chemistry/research/macro/index.php | The LSU Department of Chemistry Polymer Analysis Facility (PAL) occupies 1500 sq ft on the 2nd floor of the Chemistry building. A full-time Ph.D.-level staff employee supports the facility. The Polymer Analysis Laboratory provides advanced equipment for characterization of macromolecules, supramolecular assemblies, colloids, complex fluids, and related materials. PAL includes several state-of-the-art GPC-MALS and AF4 systems for the measurement of absolute mass and size distributions of macromolecules or particles. PAL also has light scattering thermal analysis, zeta potential, and optical microscopy instrumentation. | NIMA Langmuir Blodgett trough (Not in use) |  | Yes | Rafael Cueto | rcueto@lsu.edu | 82059
Science | Chemistry | Polymer Analysis Laboratory (PAL) | https://macro.lsu.edu/pal/ | This equipment is associated with the facility but is not part of PAL. | Bruker EMX 10/2.7 Electron Paramagnetic Resonance (EPR) spectrometer | 10” magnet, 2.7 kV power supply, Microwave X band solid state bridge, microwave frequency counter, ER 4119HS high sensitivity Resonator, ER 4105DR double resonator, Aquax aqueous solution cell accessory, Liquid nitrogen Cryostat (Not in use) | Yes | Rafael Cueto | rcueto@lsu.edu | 82059
Science | Chemistry | Polymer Analysis Laboratory (PAL) | https://macro.lsu.edu/pal/ | This equipment is associated with the facility but is not part of PAL. | OLIS-RSM-1000 RSM Stopped Flow | Temperature Control (VWR 1167 Circulating Bath) | Yes | Rafael Cueto | rcueto@lsu.edu | 82059
Science | Chemistry | Polymer Analysis Laboratory (PAL) | https://macro.lsu.edu/pal/ | This equipment is associated with the facility but is not part of PAL. | TSI Differential Mobility Analyzer (DMA) | Aerosol Generator, 3076 Constant Output Atomizer, 3074B Filtered Air Supply With HEPA filters, Lindberg/ BlueM Tube Furnace (up to 1100C), 3080 Electrostatic Classifier (2), 308100 Classifier (2), 308500 Classifier, 3776 Ultrafine Condensation Particle Counter | Yes | Rafael Cueto | rcueto@lsu.edu | 82059
Science | Chemistry | Chemistry Mass Spectrometry Facility | https://msf.lsu.edu/ | The Louisiana State University Mass Spectrometry Facility provides analytical support for the Chemistry Department and other academic departments at LSU, researchers at other universities, and customers from private industry. The facility offers a broad range of services with several high-performance mass spectrometers. Instruments are located in rooms B-24 Choppin Hall and CMB 209 and 230A. | Agilent 6230 ESI TOF | The Agilent ESI TOF 6230 is an exact mass LC equipped mass spectrometer capable of > 10,000 resolution, 2 ppm mass accuracy and sensitivity as low as 1 pg per injection. Analysis can be performed using either of the two available sources: electrospray ionization with Agilent Jet Stream ESI source or Multimode Source (ESI/APcI). Samples can be introduced into the instrument with either direct injection for purified samples or through an LC column for further separation. The instrument provides mass analysis and mass validation in support of organic, inorganic and biological compounds. | Yes | Fabrizio Donnarumma | fabrizio@lsu.edu | 8-8062; 8-7079
Science | Chemistry | Chemistry Mass Spectrometry Facility | https://msf.lsu.edu/ | The Louisiana State University Mass Spectrometry Facility provides analytical support for the Chemistry Department and other academic departments at LSU, researchers at other universities, and customers from private industry. The facility offers a broad range of services with several high-performance mass spectrometers. Instruments are located in rooms B-24 Choppin Hall and CMB 209 and 230A. | Bruker UltrafleXtreme | The Bruker MALDI TOF/TOF mass spectrometer was funded in 2009 through a NIH shared instrument grant. The instrument is a state-of-the-art device capable of 40,000 mass resolution and 1 ppm mass accuracy. It can be loaded with 384 well sample targets suitable for high throughput analysis. The laser can be focused to a spot size of 10 μm The instrument is specifically designed for mass spectrometry imaging thanks to its 1 KHz laser which can be focused at 10 μm spot size. In addition, the instrument has an innovative ultrafast detector, which can acquire spectra at 4 Giga sample per second, allowing acquisition of mass spectrometry images of surfaces at its maximum mass resolution. The instrument is used for both fast and accurate determination of synthetic and biological organic compounds as well as for biological mass spectrometry imaging of tissue samples. | Yes | Fabrizio Donnarumma | fabrizio@lsu.edu | 8-8062; 8-7079
Science | Chemistry | Chemistry Mass Spectrometry Facility | https://msf.lsu.edu/ | The Louisiana State University Mass Spectrometry Facility provides analytical support for the Chemistry Department and other academic departments at LSU, researchers at other universities, and customers from private industry. The facility offers a broad range of services with several high-performance mass spectrometers. Instruments are located in rooms B-24 Choppin Hall and CMB 209 and 230A. | Bruker Amazon Speed ETD with Thermo Scientific Ultimate 3000 UPLC | This ion trap mass spectrometer is among the fastest on the market. It is equipped with an ESI ion source and a Captive Spray ion source for nanospray analysis at increased sensitivity. The mass spectrometer is coupled to a Dionex Ultimate 3000 LC system. The system is mainly used for fast chromatography MS and tandem MS analysis, with a focus on small molecules quantification and protein MW determination. | Yes | Fabrizio Donnarumma | fabrizio@lsu.edu | 8-8062; 8-7079
Science | Chemistry | Chemistry Mass Spectrometry Facility | https://msf.lsu.edu/ | The Louisiana State University Mass Spectrometry Facility provides analytical support for the Chemistry Department and other academic departments at LSU, researchers at other universities, and customers from private industry. The facility offers a broad range of services with several high-performance mass spectrometers. Instruments are located in rooms B-24 Choppin Hall and CMB 209 and 230A. | GC-MS | Through a collaboration with the teaching units of the Chemistry department the MSF offers also GC-MS single quad analysis capabilities. Please contact us for more information. | Yes | Fabrizio Donnarumma | fabrizio@lsu.edu | 8-8062; 8-7079
Science | Chemistry | Chemistry Mass Spectrometry Facility | https://msf.lsu.edu/ | The Louisiana State University Mass Spectrometry Facility provides analytical support for the Chemistry Department and other academic departments at LSU, researchers at other universities, and customers from private industry. The facility offers a broad range of services with several high-performance mass spectrometers. Instruments are located in rooms B-24 Choppin Hall and CMB 209 and 230A. | Software and computation | The LSU MSF is equipped with the MASCOT search engine, which is accessible to trained users. Upon request, it is possible to include modified databases and specific fixed and variable modifications. For qualitative data analysis, the main software is Bruker BioTools 2.3, which is integrated to MASCOT for protein identification. The software also offers de-novo sequencing capabilities. Other tools include the latest version of Skyline (version 3.1), which allows for development of MRM methods on the Amazon Ion trap as well as analysis of the acquired data. In addition, this version includes a new environment for label-free proteomic quantitative analysis. Custom programs (mainly programmed in Java, LabVIEW and c#) are also installed. All software runs on two dedicated HP servers while an IBM server is used for backup storage. All acquired instrument data are backed up daily. | Yes | Fabrizio Donnarumma | fabrizio@lsu.edu | 8-8062; 8-7079
Science | Chemistry | Nuclear Magnetic Resonance (NMR) Facility | https://www.lsu.edu/science/chemistry/research/nmr/index.php | The NMR Facility houses four high-resolution solution-state spectrometers and one solid-state spectrometer. All solution state instruments are equipped with Z-axis gradients and have auto-shimming capabilities. The 400 MHz solution-state instruments are used primarily for short experiments on a walk-up basis. All spectrometers are controlled by Linux workstations and networked to facilitate the data transfer to an investigator’s personal computer for off-line data processing. The facility also has several workstations for off-line data processing. The data processioning workstations have several NMR-related software including, TopSpin, VnmrJ, MastreNova, nmrPipe, and Sparky. The facility provides MestreNova licenses to NMR users at LSU. The NMR facility mainly serves the Department of Chemistry at LSU but also provides NMR services to research groups in other departments at LSU as well as other academic and non-academic institutions outside LSU, in Louisiana, and beyond. | 500MHz Bruker AVANCE III HD Solution-State Spectrometer (located in CMB309) | The AscendTM superconducting magnet, OneBay AVANCE AVIII HD console, and the 5 mm liquid-nitrogen cooled triple resonance (1H/19F, 13C, 15N) Prodigy TCI 500 MHz cold probe were purchased in 2013 with state funds. In 2016, the department purchased a 5mm TBI-500 MHz HCX probe, with the X-channel tunable between 31P and 107Ag frequencies, as a backup to the Prodigy probe. The spectrometer is equipped with a 16-sample autosampler, variable temperature capabilities, and automatic tuning and shimming capabilities. The 500 MHz is used primarily for long, one-dimensional (1D), two-dimensional (2D), or three-dimensional (3D) NMR experiments on biomolecules or dilute samples. | Yes | Thomas Weldeghiorghis and Fengli Zhang | thomaskw@lsu.edu; fzhang@lsu.edu | 8-5346; 8-2667
Science | Chemistry | Nuclear Magnetic Resonance (NMR) Facility | https://www.lsu.edu/science/chemistry/research/nmr/index.php | The NMR Facility houses four high-resolution solution-state spectrometers and one solid-state spectrometer. All solution state instruments are equipped with Z-axis gradients and have auto-shimming capabilities. The 400 MHz solution-state instruments are used primarily for short experiments on a walk-up basis. All spectrometers are controlled by Linux workstations and networked to facilitate the data transfer to an investigator’s personal computer for off-line data processing. The facility also has several workstations for off-line data processing. The data processioning workstations have several NMR-related software including, TopSpin, VnmrJ, MastreNova, nmrPipe, and Sparky. The facility provides MestreNova licenses to NMR users at LSU. The NMR facility mainly serves the Department of Chemistry at LSU but also provides NMR services to research groups in other departments at LSU as well as other academic and non-academic institutions outside LSU, in Louisiana, and beyond. | 400MHz Bruker AVANCE III HD OneBay Solution-State Spectrometer (located in CMB309) | This instrument was purchased with state funds in 2013. This system has a low-loss AscendTM superconducting magnet, OneBay AVANCE AVIII HD console, a triple-resonance TBI 400 MHz 5mm 1H/13C/X probe (with X channel tunable between 31P and 107Ag frequencies), and a double-resonance BBO HX(with X channel tunable between 31P and 107Ag frequencies) 10 mm probe. The spectrometer is equipped with a 16-sample autosampler, variable temperature capabilities, and automatic tuning and shimming capabilities (the TBI-probe is tuned manually). This spectrometer is mainly used by synthetic chemists and can be used for observing 1H, 13C, 2H, and any nuclei with resonance frequency between 31P and 107Ag. | Yes | Thomas Weldeghiorghis and Fengli Zhang | thomaskw@lsu.edu; fzhang@lsu.edu | 8-5346; 8-2667
Science | Chemistry | Nuclear Magnetic Resonance (NMR) Facility | https://www.lsu.edu/science/chemistry/research/nmr/index.php | The NMR Facility houses four high-resolution solution-state spectrometers and one solid-state spectrometer. All solution state instruments are equipped with Z-axis gradients and have auto-shimming capabilities. The 400 MHz solution-state instruments are used primarily for short experiments on a walk-up basis. All spectrometers are controlled by Linux workstations and networked to facilitate the data transfer to an investigator’s personal computer for off-line data processing. The facility also has several workstations for off-line data processing. The data processioning workstations have several NMR-related software including, TopSpin, VnmrJ, MastreNova, nmrPipe, and Sparky. The facility provides MestreNova licenses to NMR users at LSU. The NMR facility mainly serves the Department of Chemistry at LSU but also provides NMR services to research groups in other departments at LSU as well as other academic and non-academic institutions outside LSU, in Louisiana, and beyond. | 400 MHz Bruker AVANCE III HD Nanobay (located in CMB309) | The AscendTM superconducting magnet, AVANCE AVIII HD Nanobay console, and BBO 5mm HX probe (with X channel tunable between 31P and 107Ag frequencies) were purchased in 2013. We also have a 5 mm TBI HX probe (with X channel tunable between 31P and 107Ag frequencies) purchased in 2007, which serves as a backup probe for both 400 MHz spectrometers in CMB. The spectrometer is equipped with a 16-sample autosampler, variable temperature capabilities, and automatic tuning and shimming capabilities. This instrument is mostly used by synthetic chemists for routine 1D and 2D NMR experiments. | Yes | Thomas Weldeghiorghis and Fengli Zhang | thomaskw@lsu.edu; fzhang@lsu.edu | 8-5346; 8-2667
Science | Chemistry | Nuclear Magnetic Resonance (NMR) Facility | https://www.lsu.edu/science/chemistry/research/nmr/index.php | The NMR Facility houses four high-resolution solution-state spectrometers and one solid-state spectrometer. All solution state instruments are equipped with Z-axis gradients and have auto-shimming capabilities. The 400 MHz solution-state instruments are used primarily for short experiments on a walk-up basis. All spectrometers are controlled by Linux workstations and networked to facilitate the data transfer to an investigator’s personal computer for off-line data processing. The facility also has several workstations for off-line data processing. The data processioning workstations have several NMR-related software including, TopSpin, VnmrJ, MastreNova, nmrPipe, and Sparky. The facility provides MestreNova licenses to NMR users at LSU. The NMR facility mainly serves the Department of Chemistry at LSU but also provides NMR services to research groups in other departments at LSU as well as other academic and non-academic institutions outside LSU, in Louisiana, and beyond. | 400MHz Bruker AVANCE-I Solution-State Spectrometer (located in Choppin B20) | The refurbished UltrashieldTM superconducting magnet, OneBay AVANCE I console, and the computer switchable quad-probe ( QNP 5 mm 1H/31P/13C/15N probe) were purchased with state funds as a replacement to an aging ARX 300 MHz system in 2007. This instrument has variable temperature and automatic shimming capabilities. This instrument is equipped with a nitrogen evaporator and is usually used for low temperature experiments (down to -120 oC). | Yes | Thomas Weldeghiorghis and Fengli Zhang | thomaskw@lsu.edu; fzhang@lsu.edu | 8-5346; 8-2667
Science | Chemistry | Nuclear Magnetic Resonance (NMR) Facility | https://www.lsu.edu/science/chemistry/research/nmr/index.php | The NMR Facility houses four high-resolution solution-state spectrometers and one solid-state spectrometer. All solution state instruments are equipped with Z-axis gradients and have auto-shimming capabilities. The 400 MHz solution-state instruments are used primarily for short experiments on a walk-up basis. All spectrometers are controlled by Linux workstations and networked to facilitate the data transfer to an investigator’s personal computer for off-line data processing. The facility also has several workstations for off-line data processing. The data processioning workstations have several NMR-related software including, TopSpin, VnmrJ, MastreNova, nmrPipe, and Sparky. The facility provides MestreNova licenses to NMR users at LSU. The NMR facility mainly serves the Department of Chemistry at LSU but also provides NMR services to research groups in other departments at LSU as well as other academic and non-academic institutions outside LSU, in Louisiana, and beyond. | 400MHz Bruker AVANCE I solid- State Spectrometer | This instrument is used for solid-state NMR and solution-state diffusion NMR. The 400 MHz wide-bore magnet (unshielded) was donated to LSU by Exxon Mobile and it was installed at LSU in 1992. The Bruker TwoBay AV-1 console, the 5mmm solution-state HF probe, 2.5 mm, and 4 mm HFXY solid-state magic angle spinning (MAS) probes were purchased in 2004. The system is also equipped with a high-gradient 5 mm diffusion probe (Diff60) and its accessories purchased with BoR funding in 2008 and an FTS cooling unit for low-temperature work purchased in 2018. This is a specialized instrument for solid-state and solution-state diffusion studies. | Yes | Thomas Weldeghiorghis and Fengli Zhang | thomaskw@lsu.edu; fzhang@lsu.edu | 8-5346; 8-2667
Science | Chemistry | X-Ray Facility | https://www.lsu.edu/science/chemistry/research/x-ray.php | The LSU Department of Chemistry X-ray Crystallography Facility occupies 450 sq ft on the 6th floor of Choppin Hall. | A Bruker Kappa Apex-II DUO diffractometer | A Bruker Kappa Apex-II DUO diffractometer equipped with two X-ray sources. These are a Mo sealed-tube source with Triumph focusing monochromator and an ImuS Cu microfocus source which is particularly well suited for the study of small, weakly scattering crystals and for absolute configuration determination of chiral organics. The diffractometer is also equipped with an Oxford Cryostream 700 cryostat capable of maintaining temperatures in the range 90-400K. Most data are collected at about 100K. | Yes | Frank R. Fronczek | ffroncz@lsu.edu | 88270
Science | Chemistry | X-Ray Facility | https://www.lsu.edu/science/chemistry/research/x-ray.php | The LSU Department of Chemistry X-ray Crystallography Facility occupies 450 sq ft on the 6th floor of Choppin Hall. | A Bruker Kappa Apex-II diffractometer | A Bruker Kappa Apex-II diffractometer equipped with Mo X-ray source and a Triumph focusing monochromator. This instrument is also equipped with an Oxford Cryostream model 700 cryostat. | Yes | Frank R. Fronczek | ffroncz@lsu.edu | 88270
Science | Chemistry | X-Ray Facility | https://www.lsu.edu/science/chemistry/research/x-ray.php | The LSU Department of Chemistry X-ray Crystallography Facility occupies 450 sq ft on the 6th floor of Choppin Hall. | Several computers | Several computers with complete suites of crystallographic software. Operating systems include Windows 10, Windows XP and Linux. Software is the Bruker Apex3 suite, which includes diffractometer-control routines, SHELXS, SHELXTL structure solution and refinement programs, and graphics interfaces, also the WinGX software suite for structure solution, refinement and visualization. The department also has a site license for the Cambridge Structural Database and associated software for searching and analyzing literature structures. | Yes | Frank R. Fronczek | ffroncz@lsu.edu | 88270
Science | Chemistry | X-Ray Facility | https://www.lsu.edu/science/chemistry/research/x-ray.php | The LSU Department of Chemistry X-ray Crystallography Facility occupies 450 sq ft on the 6th floor of Choppin Hall. | A Zeiss 2000-C stereo zoom polarizing microscope | A Zeiss 2000-C stereo zoom polarizing microscope for sample manipulation and crystal mounting. It is equipped with a digital camera and a TV display, which allows others to observe what is seen through the microscope and photography of samples. | Yes | Frank R. Fronczek | ffroncz@lsu.edu | 88270
Science | Geology & Geophysics | Oxy-Anion Stable Isotope Consortium (OASIC) | https://www.lsu.edu/science/geology/research_areas/oasic/index.php | Oxy-Anion Stable Isotope Consortium (OASIC) was established by Prof. Huiming Bao in 2001 at Louisiana State University (U.S.A). OASIC’s research and educational activities are relevant to energy, environment, and human well-being. OASIC is now offering high-quality stable isotope ratio measurement services to the greater research, government, and industrial communities. o OASIC currently has two isotope ratio mass spectrometers (MAT253 and Isoprime 100) and one laser absorption isotopic water analyzer (Los Gatos IWA-35d-EP with auto-injector and water vapor standard source). OASIC has capabilities for the isotopic analyses of hydrogen, carbon, nitrogen, oxygen, and sulfur. | Thermo Scientific MAT253 IRMS with dual-inlet is coupled with Gas Bench and Thermal Conversion Elemental Analyzer (TCEA). | stable isotope ratio mass spectrometer | No | Jon Snow | jesnow@lsu.edu | 82692
Science | Geology & Geophysics | Oxy-Anion Stable Isotope Consortium (OASIC) | https://www.lsu.edu/science/geology/research_areas/oasic/index.php | Oxy-Anion Stable Isotope Consortium (OASIC) was established by Prof. Huiming Bao in 2001 at Louisiana State University (U.S.A). OASIC’s research and educational activities are relevant to energy, environment, and human well-being. OASIC is now offering high-quality stable isotope ratio measurement services to the greater research, government, and industrial communities. o OASIC currently has two isotope ratio mass spectrometers (MAT253 and Isoprime 100) and one laser absorption isotopic water analyzer (Los Gatos IWA-35d-EP with auto-injector and water vapor standard source). OASIC has capabilities for the isotopic analyses of hydrogen, carbon, nitrogen, oxygen, and sulfur. | Isoprime 100 IRMS is coupled with a Vario Microcube Elemental Analyzer | stable isotope ratio mass spectrometer | No | Jon Snow | jesnow@lsu.edu | 82692
Science | Geology & Geophysics | Oxy-Anion Stable Isotope Consortium (OASIC) | https://www.lsu.edu/science/geology/research_areas/oasic/index.php | Oxy-Anion Stable Isotope Consortium (OASIC) was established by Prof. Huiming Bao in 2001 at Louisiana State University (U.S.A). OASIC’s research and educational activities are relevant to energy, environment, and human well-being. OASIC is now offering high-quality stable isotope ratio measurement services to the greater research, government, and industrial communities. o OASIC currently has two isotope ratio mass spectrometers (MAT253 and Isoprime 100) and one laser absorption isotopic water analyzer (Los Gatos IWA-35d-EP with auto-injector and water vapor standard source). OASIC has capabilities for the isotopic analyses of hydrogen, carbon, nitrogen, oxygen, and sulfur. | Los Gato Isotopic Water Analyzer (model IWA-45EP) - Off-axis ICOS | isotope analysis | No | Jon Snow | jesnow@lsu.edu | 82692
Science | Geology & Geophysics | Oxy-Anion Stable Isotope Consortium (OASIC) | https://www.lsu.edu/science/geology/research_areas/oasic/index.php | Oxy-Anion Stable Isotope Consortium (OASIC) was established by Prof. Huiming Bao in 2001 at Louisiana State University (U.S.A). OASIC’s research and educational activities are relevant to energy, environment, and human well-being. OASIC is now offering high-quality stable isotope ratio measurement services to the greater research, government, and industrial communities. o OASIC currently has two isotope ratio mass spectrometers (MAT253 and Isoprime 100) and one laser absorption isotopic water analyzer (Los Gatos IWA-35d-EP with auto-injector and water vapor standard source). OASIC has capabilities for the isotopic analyses of hydrogen, carbon, nitrogen, oxygen, and sulfur. | Compact fluorination line with a CO2 laser system (MIR-10, 25W) | This compact fluorination line is equipped with a CO2 laser system (MIR-10, 25W) that floats above the sample chamber enabling the use of non-flexible tubing for lower blanks. Laser-heating (and fluorination) is controlled at the click of a mouse. This system can be used to extract oxygen from almost all non-carbonate oxygen bearing solids (e.g., silicates, oxides, phosphates, sulfates, etc.) for triple oxygen isotopic analysis. | No | Jon Snow | jesnow@lsu.edu | 82692
Science | Geology & Geophysics | Oxy-Anion Stable Isotope Consortium (OASIC) | https://www.lsu.edu/science/geology/research_areas/oasic/index.php | Oxy-Anion Stable Isotope Consortium (OASIC) was established by Prof. Huiming Bao in 2001 at Louisiana State University (U.S.A). OASIC’s research and educational activities are relevant to energy, environment, and human well-being. OASIC is now offering high-quality stable isotope ratio measurement services to the greater research, government, and industrial communities. o OASIC currently has two isotope ratio mass spectrometers (MAT253 and Isoprime 100) and one laser absorption isotopic water analyzer (Los Gatos IWA-35d-EP with auto-injector and water vapor standard source). OASIC has capabilities for the isotopic analyses of hydrogen, carbon, nitrogen, oxygen, and sulfur. | Dionex ICS 3000 for anion and cation concentration analysis. | anion and cation concentration analysis | No | Jon Snow | jesnow@lsu.edu | 82692
Science | Geology & Geophysics | Oxy-Anion Stable Isotope Consortium (OASIC) | https://www.lsu.edu/science/geology/research_areas/oasic/index.php | Oxy-Anion Stable Isotope Consortium (OASIC) was established by Prof. Huiming Bao in 2001 at Louisiana State University (U.S.A). OASIC’s research and educational activities are relevant to energy, environment, and human well-being. OASIC is now offering high-quality stable isotope ratio measurement services to the greater research, government, and industrial communities. o OASIC currently has two isotope ratio mass spectrometers (MAT253 and Isoprime 100) and one laser absorption isotopic water analyzer (Los Gatos IWA-35d-EP with auto-injector and water vapor standard source). OASIC has capabilities for the isotopic analyses of hydrogen, carbon, nitrogen, oxygen, and sulfur. | Vacuum extraction lines | vacuum extraction | No | Jon Snow | jesnow@lsu.edu | 82692
Science | Geology & Geophysics | Oxy-Anion Stable Isotope Consortium (OASIC) | https://www.lsu.edu/science/geology/research_areas/oasic/index.php | Oxy-Anion Stable Isotope Consortium (OASIC) was established by Prof. Huiming Bao in 2001 at Louisiana State University (U.S.A). OASIC’s research and educational activities are relevant to energy, environment, and human well-being. OASIC is now offering high-quality stable isotope ratio measurement services to the greater research, government, and industrial communities. o OASIC currently has two isotope ratio mass spectrometers (MAT253 and Isoprime 100) and one laser absorption isotopic water analyzer (Los Gatos IWA-35d-EP with auto-injector and water vapor standard source). OASIC has capabilities for the isotopic analyses of hydrogen, carbon, nitrogen, oxygen, and sulfur. | Labconco Freezone 4.5 Freezer Dry System | freeze drying | No | Jon Snow | jesnow@lsu.edu | 82692
Science | Geology & Geophysics | Oxy-Anion Stable Isotope Consortium (OASIC) | https://www.lsu.edu/science/geology/research_areas/oasic/index.php | Oxy-Anion Stable Isotope Consortium (OASIC) was established by Prof. Huiming Bao in 2001 at Louisiana State University (U.S.A). OASIC’s research and educational activities are relevant to energy, environment, and human well-being. OASIC is now offering high-quality stable isotope ratio measurement services to the greater research, government, and industrial communities. o OASIC currently has two isotope ratio mass spectrometers (MAT253 and Isoprime 100) and one laser absorption isotopic water analyzer (Los Gatos IWA-35d-EP with auto-injector and water vapor standard source). OASIC has capabilities for the isotopic analyses of hydrogen, carbon, nitrogen, oxygen, and sulfur. | Thermogravimetric Analyzer | a method of thermal analysis in which the mass of a sample is measured over time as the temperature changes. This measurement provides information about physical phenomena, such as phase transitions, absorption, adsorption and desorption; as well as chemical phenomena including chemisorptions, thermal decomposition, and solid-gas reactions (e.g., oxidation or reduction). | No | Jon Snow | jesnow@lsu.edu | 82692
Science | Geology & Geophysics | Oxy-Anion Stable Isotope Consortium (OASIC) | https://www.lsu.edu/science/geology/research_areas/oasic/index.php | Oxy-Anion Stable Isotope Consortium (OASIC) was established by Prof. Huiming Bao in 2001 at Louisiana State University (U.S.A). OASIC’s research and educational activities are relevant to energy, environment, and human well-being. OASIC is now offering high-quality stable isotope ratio measurement services to the greater research, government, and industrial communities. o OASIC currently has two isotope ratio mass spectrometers (MAT253 and Isoprime 100) and one laser absorption isotopic water analyzer (Los Gatos IWA-35d-EP with auto-injector and water vapor standard source). OASIC has capabilities for the isotopic analyses of hydrogen, carbon, nitrogen, oxygen, and sulfur. | Chromium reduction sulfur line for extracting pyrite and acid-volatile sulfur; Soxhlet extraction apparatus for extracting organic sulfur and elemental sulfur. | Needs description | No | Jon Snow | jesnow@lsu.edu | 82692
Science | Geology & Geophysics | Oxy-Anion Stable Isotope Consortium (OASIC) | https://www.lsu.edu/science/geology/research_areas/oasic/index.php | Oxy-Anion Stable Isotope Consortium (OASIC) was established by Prof. Huiming Bao in 2001 at Louisiana State University (U.S.A). OASIC’s research and educational activities are relevant to energy, environment, and human well-being. OASIC is now offering high-quality stable isotope ratio measurement services to the greater research, government, and industrial communities. o OASIC currently has two isotope ratio mass spectrometers (MAT253 and Isoprime 100) and one laser absorption isotopic water analyzer (Los Gatos IWA-35d-EP with auto-injector and water vapor standard source). OASIC has capabilities for the isotopic analyses of hydrogen, carbon, nitrogen, oxygen, and sulfur. | Other equipment: five fume hoods, five microbalances, two centrifuge machine, Millipore simplicity, three furnaces, one sample shaker, one sample mixer, two water bath, one Heat Ultrasonic Cleaner, etc. | Needs description | No | Andrew Webb | awebb6@lsu.edu | 82692
Science | Physics & Astronomy | LIGO (Laser Interferometer Gravitational-Wave Observatory) | https://www.ligo.caltech.edu/LA | A NSF Facility (operated by Cal Tech and MIT, it is not part of LSU), the 2.5 x 2.5-mile Laser Interferometer Gravitational-wave Observatory (LIGO) is located in Livingston Parish, 30 miles east of Baton Rouge. | N/A | N/A | No | Joe Giamie | giaime@caltech.edu | (225) 686-3169
Science | Physics & Astronomy | BREC-LSU-BRAS Highland Road Park Observatory | https://hrpo.lsu.edu/ | BREC-LSU-BRAS Highland Road Park Observatory is a remote-control astronomical observatory located approximately 10 miles from the LSU campus. It is a joint venture between the Department of Physics and Astronomy, the Baton Rouge Astronomical Society (BRAS), and the Recreation and Park Commission of East Baton Rouge (BREC). The observatory comprises a 2,300-square-foot facility, housing a 20-inch diameter Ritchey-Chretien telescope, a back-thinned CCD camera, an automated computer-control system, and an Internet T1 link. LSU is developing software that will enable LSU astronomy classes and K-12 classes throughout Louisiana to use the telescope through the Internet. The telescope is used for classes and student research projects. More than 50 asteroids have been discovered at the observatory. These investigations have also shown that the HRPO can see objects as faint as 20th magnitude with relatively short exposures. | N/A | N/A | No | BREC | observatory@brec.org | 225-768-9948
Science | Geology & Geophysics | CENEX (Center for Excellence in Palynology) | https://faculty.lsu.edu/swarny/facilities.php | CENEX hosts one of the largest reprints and pollen reference collections in the world. | N/A | N/A | No | Sophie Warny | swarny@lsu.edu | 85089
Science | Biological Sciences | Genomics Facility | https://genomics.lsu.edu/ | Services, supplies, and instrumentation for comparative genomics. Members of the College of Science (LSU—B.R.) are our primary clients; other local campus labs may have access if their Cores lack similar capabilities. | Ion Torrent S5 (NGS, Next Generation Sequencing) | Using different chips, the Ion S5 can provide low to high NGS throughput. Typical post-filtering yields by chip type: 520 chip, ~5-8 million; 530 chip, ~20 million; and 540 chip, ~60-80 million). The 540 chip can generate modal read lengths of up to 200-bp (maximum size is ~250-bp), while the 520 and 530 chips can generate modal read lengths of up to 400-bp (with emulsion PCR by the OneTouch·2) and 500-bp ( with Isothermal amplification). Sequencing is based on pH changes associated with the incorporation of native nucleotides; data accuracy is improved by incorporating flow-space information (i.e., which nucleotide was being flowed across the chip at the time of incorporation) into basecalling... as well as in downstream mapping with Ion-optimized software, TMAP. Prior to developing libraries for sequencing on this platform, please contact us to discuss your project. | No | Scott Herke | genomics@lsu.edu | 87106
Science | Biological Sciences | Genomics Facility | https://genomics.lsu.edu/ | Services, supplies, and instrumentation for comparative genomics. Members of the College of Science (LSU—B.R.) are our primary clients; other local campus labs may have access if their Cores lack similar capabilities. | ABI 3130xl Genetic Analyzers (Sanger-Sequencing, etc.) | The 3130xl Genetic Analyzers (Applied Biosystems) can run a wide variety of sequencing and fragment analysis applications. Typically, our three 3130xl’s are set up for standard DNA Sanger-Sequencing (≤900 bp) with POP7 polymer and 50-cm arrays, a combination which also performs well for fragment analysis. Standard DNA Sanger-Sequencing options include Electrophoresis-only (client submits fully prepared sequencing reactions) and Full-Service (client submits templates and primers). Requests for sample processing and data retrieval are both handled online through the Genomics Facility website. | No | Scott Herke | genomics@lsu.edu | 87106
Science | Biological Sciences | Genomics Facility | https://genomics.lsu.edu/ | Services, supplies, and instrumentation for comparative genomics. Members of the College of Science (LSU—B.R.) are our primary clients; other local campus labs may have access if their Cores lack similar capabilities. | Agilent Bioanalyzer (QC for DNA, RNA, & proteins) | The Agilent 2100 Bioanalyzer system provides sizing, quantitation and quality control of DNA, RNA, proteins and cells on a single platform, providing high quality digital data. The Genomics Facility currently stocks the DNA High Sensitivity kit; however, other kits can be ordered. The DNA-HS chip provides critical Library QC data (quantitation AND fragment size distribution) for NGS experiments... regardless of which NGS platform is used. | No | Scott Herke | genomics@lsu.edu | 87106
Science | Biological Sciences | Genomics Facility | https://genomics.lsu.edu/ | Services, supplies, and instrumentation for comparative genomics. Members of the College of Science (LSU—B.R.) are our primary clients; other local campus labs may have access if their Cores lack similar capabilities. | BluePippin (DNA Size Selection for Next-Gen Sequencing) | The BluePippin has the capabilities of the Pippin Prep, plus pulsed-field electrophoresis for resolving and collecting high molecular weight DNA. Target sizes or ranges of sizes are entered in software, and fractions are collected in buffer. Up to 5 samples/gel cassette may be run, with no possibility of cross contamination. Gel cassettes for DNA selections are available in 4 agarose concentrations to provide a full range of size selection options from 100bp up to 50kb. Run times range from ~30 minutes (small fragments) to several hours (pulsed-field runs for very large DNA fragments). | No | Scott Herke | genomics@lsu.edu | 87106
Science | Biological Sciences | Genomics Facility | https://genomics.lsu.edu/ | Services, supplies, and instrumentation for comparative genomics. Members of the College of Science (LSU—B.R.) are our primary clients; other main campus labs may have access if their Cores lack similar capabilities. | Client PC Workstation (on LSU network) | This computer has a variety of genomics-related software with associated User Guides, as well as standard Microsoft Office software. For descriptions of some of the ABI software, please see Data Analysis on the 'Services' page for the ABI 3130xl platform. | No | Scott Herke | genomics@lsu.edu | 87106
Science | Biological Sciences | Genomics Facility | https://genomics.lsu.edu/ | Services, supplies, and instrumentation for comparative genomics. Members of the College of Science (LSU—B.R.) are our primary clients; other local campus labs may have access if their Cores lack similar capabilities. | ABI ViiA·7 & QuantStudio·6 (qPCR, protein melt-curves, etc.) | Although the ABI ViiA·7 & QuantStudio·6 have different outside 'shells', they use exactly the same internal components, calibration standards, and software; thus, users can safely swap back-and-forth between the platforms even within the same experiment. In the rare instance in which an assay uses an unusual combination of dyes, the ViiA·7 does offer additional flexibility by virture of its six decoupled excitation and emission filter channels (which allow for additional dye combinations and maximum multiplexing capabilities). | No | Scott Herke | genomics@lsu.edu | 87106
Science | Biological Sciences | Genomics Facility | https://genomics.lsu.edu/ | Services, supplies, and instrumentation for comparative genomics. Members of the College of Science (LSU—B.R.) are our primary clients; other local campus labs may have access if their Cores lack similar capabilities. | ABI Veriti (standard PCR thermal cycler) | The ABI Veriti performs standard PCR, including temperature gradients with 6 individualized sub-blocks, and it is protected from brief power outages by an APC backup power supply. | No | Scott Herke | genomics@lsu.edu | 87106
Science | Biological Sciences | Genomics Facility | https://genomics.lsu.edu/ | Services, supplies, and instrumentation for comparative genomics. Members of the College of Science (LSU—B.R.) are our primary clients; other local campus labs may have access if their Cores lack similar capabilities. | Qubit 4.0 (Nucleic Acid & Protein quantitation; RNA Integrity) | The Qubit-4.0 (ThermoFisher) can quantify DNA, RNA, & proteins. Assays require 1-20 ul of sample, resulting in the quantitation ranges shown with each kit; samples are analyzed using Axygen 0.5-ml tubes (PCR-05-C, thin-wall, clear). List of Qubit Kits: RNA IQ assay (integrity & quality); dsDNA HS Assay Kit (0.2-100 ng); dsDNA BR Assay Kit (2-1000 ng); ssDNA Assay Kit (1-200 ng); RNA HS Assay Kit (5-100 ng); RNA BR Assay Kit (20–1,000 ng); RNA XR Assay Kit (0.02-8 µg); microRNA Assay Kit (1-1000 ng); Protein Assay Kit (0.25-5 µg). | No | Scott Herke | genomics@lsu.edu | 87106
Science | Biological Sciences | Genomics Facility | https://genomics.lsu.edu/ | Services, supplies, and instrumentation for comparative genomics. Members of the College of Science (LSU—B.R.) are our primary clients; other local campus labs may have access if their Cores lack similar capabilities. | Diagenode Bioruptor NGS (DNA fragmentation) | To retain the integrity of DNA, Diagenode’s Bioruptor® NGS uses a gentle method of sonication and a chilled water bath to generate indirect sonication waves. As a result, the Bioruptor® produces better and more consistent results than are achieved with harsher sonication methods. Up to 12 closed tubes can be sonicated in parallel and the continuous rotation of tubes allows even distribution of the energy for efficient sonication. | No | Scott Herke | genomics@lsu.edu | 87106
Science | Biological Sciences | Genomics Facility | https://genomics.lsu.edu/ | Services, supplies, and instrumentation for comparative genomics. Members of the College of Science (LSU—B.R.) are our primary clients; other local campus labs may have access if their Cores lack similar capabilities. | SPD1010 SpeedVac (sample concentration) | The SPD1010 SpeedVac (ThermoFisher) efficiently processes large batches of DNA or RNA samples. Currently, we have rotors for microtubes (1.5-ml, or 0.2-ml with inserts) and for 96-well plates. Typical applications include concentrating DNA extractions and removing low concentrations of non-agressive organic solvents (methanol, ethanol, acetonitrile) from samples. Most samples can be processed by simply pressing the "Start" button; however, users may also adjust settings for vacuum pressure, temperature, and run time. | No | Scott Herke | genomics@lsu.edu | 87106
Science | Biological Sciences | Genomics Facility | https://genomics.lsu.edu/ | Services, supplies, and instrumentation for comparative genomics. Members of the College of Science (LSU—B.R.) are our primary clients; other local campus labs may have access if their Cores lack similar capabilities. | Typhoon 8600 Variable Mode Imager (Phosphor screens, etc.) | The Typhoon™ 8600 Variable Mode Imager is primarily used for storage phosphor experiments, but it is also capable of fluorescence detection of gels and blots. The Typhoon can scan storage phosphor screens (mounted or unmounted), gels and blots (≤ 35 × 43 cm). Images can be manipulated with ImageQuant™ Image Analysis Software; alternatively, users can change the file extension (i.e., *.gel) to "*.tif" and import the image into other software such as Adobe Photoshop. | No | Scott Herke | genomics@lsu.edu | 87106
Science | Biological Sciences | Genomics Facility | https://genomics.lsu.edu/ | Services, supplies, and instrumentation for comparative genomics. Members of the College of Science (LSU—B.R.) are our primary clients; other local campus labs may have access if their Cores lack similar capabilities. | E-gel (DNA Size-Selection for NGS libraries, etc.) | The E-Gel® SizeSelect™ Gels are a convenient method for the purification of DNA libraries for Next Generation Sequencing applications. DNA is size-selected in three easy steps: Load; Run; and, Retrieve. The E-Gel® SizeSelect gel features two rows of wells. To extract a DNA region of interest without conventional gel purification, simply load samples into the top row and electrophorese until the band (or smear of the desired size range) moves into the bottom row of wells. Then, use a pipette to remove your purified DNA (for smears, fragment sizes will have an ~50-bp range). | No | Scott Herke | genomics@lsu.edu | 87106
Science | Biological Sciences | Genomics Facility | https://genomics.lsu.edu/ | Services, supplies, and instrumentation for comparative genomics. Members of the College of Science (LSU—B.R.) are our primary clients; other local campus labs may have access if their Cores lack similar capabilities. | Eppendorf Centrifuge 5810R (96-well plates; 15/50 ml tubes) | The Eppendorf 5810R Centrifuge is a refrigerated unit (-9 to 40°C), capable of handling both large tubes and microtiter plates. Maximum speed is ~2800 rcf, and a soft acceleration- deceleration option is available. The Genomics Facility has the A-4-62 rotor, which sports two types of adaptors: (A) microtiter plates or 96-well PCR plates; and, (B) 15-ml or 50-ml tubes (with correct inserts). | No | Scott Herke | genomics@lsu.edu | 87106
Science | Biological Sciences | Genomics Facility | https://genomics.lsu.edu/ | Services, supplies, and instrumentation for comparative genomics. Members of the College of Science (LSU—B.R.) are our primary clients; other local campus labs may have access if their Cores lack similar capabilities. | Victor·3 Multilabel Counter (fluorescence, luminescence, etc.) | The Victor·3 Multilabel Counter (model 1420-011) includes fluorescence intensity (both top and bottom reading), luminescence, and absorbance (VIS) technologies as well as scanning, shaking and kinetics features. The instrument accepts all types of microtitration plates (from 1 to 1536 wells), as well as Petri dishes, slides, filters and Terasaki plates. | No | Scott Herke | genomics@lsu.edu | 87106
Science | Biological Sciences | Genomics Facility | https://genomics.lsu.edu/ | Services, supplies, and instrumentation for comparative genomics. Members of the College of Science (LSU—B.R.) are our primary clients; other local campus labs may have access if their Cores lack similar capabilities. | DNA Columns by Zymo Research (purification & Size-Selection) | DNA Clean & Concentrator-5 Kit — (Cat #: 11-303): Clean and concentrate up to 5 µg DNA in as little as 6-µl elution with 0-µl wash residue carryover. Eluted DNA is well suited for use in applications such as PCR, DNA sequencing, DNA ligation, endonuclease digestion, RNA transcription, radiolabeling, and arrays. DNA Size Limits: 50 bp to 23 kb. Select-A-Size DNA Clean & Concentrator Kit — (Cat #D4080): Size-Select DNA with retention points of ≥50-bp, ≥100-bp, ≥150-bp, ≥200-bp, ≥300-bp (other cutoffs between 50-300 bp can be attempted by titration). Clean and concentrate up to 3 µg DNA in as little as 10-µl elution with 0-µl wash residue carryover. Eluted DNA is of high quality and well suited for NGS, ligations, restriction endonuclease digestions, and library preparation cleanup. DNA Size Limits: 50 bp to 23 kb. | No | Scott Herke | genomics@lsu.edu | 87106
Science | Biological Sciences | Genomics Facility | https://genomics.lsu.edu/ | Services, supplies, and instrumentation for comparative genomics. Labs throughout LSU's main campus may request access to the Genomics Facility if similar services are not provided by their own Core; however, the facility primarily serves members of the College of Science. Some equipment is available for use directly by researchers; other equipment is managed solely by facility staff. | DNA Columns by Zymo Research (purification & Size-Selection) | Needs description | No | Scott Herke | genomics@lsu.edu | 87106

## Veterinary Medicine
LSU Facilities and Equipment
College/Office | School/Department (if applicable) | Facility/Laboratory | Facility/Laboratory Link | Facility/Laboratory Description | Equipment/Process Name | Equipment/Process Description | Cost Center? | Contact Name | Contact Email | Contact Phone Number
Veterinary Medicine | N/A | DLAM: Division of Laboratory Animal Medicine (Ag Pastures/Farm Operations) | https://www.lsu.edu/vetmed/dlam/index.php | DLAM serves as a central administration division for the operation of two research animal holding facilities, the SVM Laboratory Animal Medicine Facility and the Life Sciences Animal Care Facility. | N/A | N/A |  | Unknown | Unknown | 225-578-9551
Veterinary Medicine | N/A | CEIDR: Center for Experimental Infectious Disease Research | http://www.cobre.ceidr.lsu.edu/ | The LSU-Tulane CEIDR was established as an NIH: NCRR-supported Center of Biomedical Research Excellence COBRE in 2004, led by the LSU School of Veterinary Medicine in a strategic alliance with the Tulane National Primate Research Center. Our overarching focus is Immunopathogenesis of infectious diseases with specific emphasis in Vector-Borne and Respiratory diseases. CEIDR provides an outstanding infrastructure support and training environment for the next generation of infectious disease researchers through 3 core labs. | N/A | N/A |  | Unknown | Unknown | 225-578-9551
Veterinary Medicine | N/A | CEIDR: Center for Experimental Infectious Disease Research (GeneLab) | http://www.cobre.ceidr.lsu.edu/genelab.html | GeneLab is a multi-faceted core laboratory directed by the Division of BIOMMED in the School of Veterinary Medicine at Louisiana State University. GeneLab engages in specific research and training projects, which require expertise in Next-Generation Sequencing, traditional DNA sequencing, gene cloning, PCR, gene expression and other molecular methods. The goal of GeneLab is to facilitate the utilization of the state-of-the-art technologies in genomics research by LSU faculty and researchers nationwide at a competitive price and in a timely fashion. | N/A | N/A |  | Unknown | Unknown | 225-578-9551
Veterinary Medicine | N/A | CEIDR: Center for Experimental Infectious Disease Research (Molecular Immunopathology (MIP) Core - Pathology Service Laboratory) | http://www.cobre.ceidr.lsu.edu/mipchome.html | The overall goal of the proposed Molecular Immunopathology (MIP) Core is to provide space, facilities and specialized training for COBRE-CEIDR investigators in molecular immunopathology and to develop new assays and experimental approaches that will assist JIs and other NIH-targeted investigators to successfully pursue their research projects. MIP Core is particularly interested in training veterinarians in NIH-focused research in pursuit of the “One Medicine” and “Comparative Medicine” research opportunities. The Pathology Service Laboratory of the Department of Pathobiological Sciences (PBS) currently provides routine anatomical, clinical and molecular pathology, the later including immunohistochemical approaches to detect pathogens and specialized cells. A specialized Unit within this Service Laboratory has been recently formed under the direction of Dr. Nobuko Wakamatsu (Board Certified Veterinary Pathologist). This unit will be an intimate part of the MIP Core and will serve as liaison to other diagnostic and pathology services. | N/A | N/A |  | Unknown | Unknown | 225-578-9551
Veterinary Medicine | N/A | CEIDR: Center for Experimental Infectious Disease Research (Molecular Immunopathology (MIP) Core - FACS Facility) | http://www.cobre.ceidr.lsu.edu/mipchome.html | The overall goal of the proposed Molecular Immunopathology (MIP) Core is to provide space, facilities and specialized training for COBRE-CEIDR investigators in molecular immunopathology and to develop new assays and experimental approaches that will assist JIs and other NIH-targeted investigators to successfully pursue their research projects. MIP Core is particularly interested in training veterinarians in NIH-focused research in pursuit of the “One Medicine” and “Comparative Medicine” research opportunities. The FACS Facility provides advanced cellular analysis capabilities for immuno-phenotyping and cell sorting, etc. | N/A | N/A |  | Unknown | Unknown | 225-578-9551
Veterinary Medicine | N/A | CEIDR: Center for Experimental Infectious Disease Research (Molecular Immunopathology (MIP) Core - Microscopy Center) | http://www.cobre.ceidr.lsu.edu/mipchome.html | The overall goal of the proposed Molecular Immunopathology (MIP) Core is to provide space, facilities and specialized training for COBRE-CEIDR investigators in molecular immunopathology and to develop new assays and experimental approaches that will assist JIs and other NIH-targeted investigators to successfully pursue their research projects. MIP Core is particularly interested in training veterinarians in NIH-focused research in pursuit of the “One Medicine” and “Comparative Medicine” research opportunities. The Microscopy Center provides, transmission and electron microscopy, confocal microscopy and laser capture microscopy. | N/A | N/A |  | Unknown | Unknown | 225-578-9551
Veterinary Medicine | N/A | CEIDR: Center for Experimental Infectious Disease Research (Protein Lab) | http://www.cobre.ceidr.lsu.edu/protienlab.html | The Protein Laboratory is home to our Peptide, antibody, production and protein interaction studies facility. This laboratory concentrates on the production and purification of proteins and antibodies under contractual arrangements with clients. Towards this end we have at our disposal a wide array of instruments ranging from the Protein Technologies Symphony and Tribute Peptide Synthesizers, The affinity based Profinia and AKTA explorer protein purification systems, the Blitz and the Biacore X100 for studying protein protein interactions. The laboratory also produces monospecific antibodies in rabbits and mice using conventional immunization methodologies using purified protein immunogens as well as genetic immunization methods. Antibodies are concentrated and purified using standard methodologies. The laboratory provides service support on the use of chromatographic methods for the purification of proteins from bacterial or eukaryotic expression systems. One example of a purification procedure involves the purification of histidine-tagged proteins produced in bacteria and insect cells. Purification by FPLC is done using immobilized metal ion adsorption chromatography (IMAC). | N/A | N/A |  | Unknown | Unknown | 225-578-9551
Veterinary Medicine | N/A | Center for Lung Biology & Disease | https://www.lsu.edu/vetmed/clbd/index.php | The Center was established in 2019 through an 11.6 million dollar grant from the National Institutes of Health-funded Centers of Biomedical Research Excellence (COBRE). The interdisciplinary faculty of the CLBD come from the Departments of Pathobiological Sciences and Comparative Biomedical Sciences at the School of Veterinary Medicine. The Center is committed to excellence in research and mentoring related to lung diseases. It is highly interactive, and consists of a dynamic group of junior investigators whose research focus is on understanding the molecular and cellular immunological mechanisms associated with the pathogenesis of infectious and non-infectious lung diseases using molecular, immunological, and pathological approaches in mouse models. They also use human samples to validate their findings from preclinical models. The research projects are supported by two scientific cores, the Pulmonary Immunopathology (PIP) Core and the Molecular Biology (MB) Core. The Administrative Core (AC) will coordinate the activities of the individual projects and cores, and includes a panel of mentors with outstanding experience in lung disease research. The Center has assembled senior scientists with outstanding track records to serve on the Internal Scientific and Advisory Committee (ISAC) and Mentoring Committee (MC) that carefully evaluate the scientific needs of each junior investigator and tailor the mentoring plan based on the individual’s need. Senior scientists with exceptional track records are included in the external advisory board (EAB). The long-term goal is to establish a collaborative, productive, sustainable, and nationally/internationally recognized Center of Excellence (COE) in Pulmonary Disease research. The Center will provide novel insights into the pathogenesis of devastating lung diseases that guide future improved strategies for treating and preventing these and other lung diseases in the human population. | N/A | N/A |  |  | clbd@lsu.edu | 225-578-9551
Veterinary Medicine | N/A | Center for Lung Biology & Disease (Molecular Biology Core) | https://www.lsu.edu/vetmed/clbd/index.php#:~:text=MOLECULAR%20BIOLOGY%20CORE-,Molecular%20Biology%20Core,-The%20Molecular%20Biology | The Molecular Biology Core is housed at the School of Veterinary Medicine which provides a wide range of gene analysis and technical expertise to researchers in the state of Louisiana. The core characterizes inflammatory responses in the lung and extrapulmonary organs before, during and after infectious and non-infectious inflammation at the transcriptional level. The core provides one-on-one training to investigators and their lab members. If you would like to discuss about your training needs or obtain additional details about services provided by the MB Core, please contact the Project Lead or Co-Investigators. The MB Core conducts seminars and workshops throughout the year to update recent advances. | N/A | N/A |  | Unknown | Unknown | 225-578-9551
Veterinary Medicine | N/A | Center for Lung Biology & Disease (Pulmonary Immunopathology Core) | https://www.lsu.edu/vetmed/clbd/index.php#:~:text=PULMONARY%20IMMUNOPATHOLOGY%20CORE-,Pulmonary%20Immunopathology%20Core,-The%20Pulmonary%20Immunopathology | The Pulmonary Immunopathology Core is housed at the School of Veterinary Medicine which is a core facility providing a broad range of pulmonary immunology and technical expertise to researchers in the state of Louisiana. The core characterizes inflammatory responses in the lung and extrapulmonary organs before, during and after infectious and non-infectious inflammation. Furthermore, the core provides support for statistical analysis. | N/A | N/A |  | Unknown | Unknown | 225-578-9551
Veterinary Medicine | N/A | Biomed: Division of Biotechnology & Molecular Medicine | https://www.lsu.edu/vetmed/biommed/index.php | Welcome to the Division of Biotechnology and Molecular Medicine (BioMMED) at the Louisiana State University School of Veterinary Medicine in Baton Rouge, LA. We are engaged in innovative research to determine the molecular basis of various diseases, as well as to develop novel therapeutics for the treatment of cancer and infectious diseases. BioMMED is a multidisciplinary research, support and development unit that provides centralized access to state-of-the-art equipment and advanced training in molecular and cell biology. In addition, BioMMED oversees two NIH:NCRR funded research cores: The COBRE-funded Molecular ImmunoPathology Core and INBRE-funded The Molecular and Cell Biology Core. The functions of these core laboratories are integrated within BioMMED and the Louisiana State University School of Veterinary Medicine facilities and consist of state-of-the-art equipment and support services that are jointly staffed by BioMMED and TNPRC faculty and personnel. BioMMED is comprised of 4 service oriented centralized core laboratories. | Gene Probes and Expression Systems Laboratory (GeneLab) | GeneLab is located on the third floor of the LSU SVM and occupies three laboratories with a total square footage of over 1,500 square feet. Additional Office space and computers are available for all GeneLab personnel: Since the inception in 1990 as the first molecular biology support facility at the LSU SVM, GeneLab has assisted more than 300 biomedical, biological and agricultural researchers in Louisiana with their molecular biological experiments. GeneLab was placed under the administrative over site of BIOMMED in 2000 and became a central Core of COBRE-funded Center for Experimental Infectious Disease Research (CEIDR) administered by BIOMMED. GeneLab currently provides conventional and NGS nucleic acid sequencing, recombinant DNA services (gene cloning, mutagenesis, library construction), viral vector construction, quantitative PCR (qPCR) analysis, and reagents and supplies needed for biotechnology experiments. GeneLab has also administered freezer programs for Invitrogen, Inc. and Applied Biosystems, Inc., (now divisions of Thermo Fisher Inc) providing reduced costs (20-30% less than list prices) and immediate availability of research reagents manufactured by these companies. In addition, research protocols and consultation for specific research projects are provided free of charge. The three qPCR machines located in GeneLab are utilized practically seven days per week. GeneLab has recently implemented the internet-based software system (iLab) for scheduling equipment use, and ordering reagents and services. GeneLab’s services are easily accessed by clicking the on the GeneLab website http://www.cobre.ceidr.lsu.edu/genelab.html. This provides researchers access to a multitude of information about GeneLab services including scheduling training, reserving equipment and services. GeneLab has 2 automated sequencers (ABI3130, Beckman Coulter CEQ 8000), three real-time PCR instruments (two A BI 7900 Sequence Detection Systems and one ABI 7500fast Sequence Detection System), Ion Torrent Personal Genome Machine (PGM), two Ion Proton Sequencer, QuantStudio 12K Flex with OpenArray® for effortless scaling from 1 to 12,000 data points in a single run, supported by the OpenArray Accufill robotic arm, The Ion Chef for automated NGS sample processing, Epmotion 5075TMX/VAC automated multichannel sample equipment. Nano-Drop ND1000, SpectraMax M2 microplate reader, microarray OmniGrid spotter (Gene Machines), microarray reader (Alpha Reader 7000, Alpha Innotech), Imager station (Alpha Innotech Fluorochem HD2), BioRad BioPlex, Agilent Bioanalyzer, Fragment Analyzer (Advanced Analytical), 5 PCR thermalcyclers, KingFisher Flex with 96 pin deep well head and other conventional molecular biology equipment. Recently we added the RNAscope to the core facility. The ACD HybEZ™ Hybridization System. RNAscope® Technology is a novel in situ hybridization (ISH) assay for detection of target RNA within intact cells. The assay represents a major advance in RNA ISH approaches with its proprietary probe design to amplify target-specific signals but not background noise from non-specific hybridization (in situ PCR). The HybEZ™ Oven is a simple, easy-to-use, low-profile benchtop hybridization oven that provides superior conditions for RNA ISH. GeneLab NGS and bioinformatics dervices: Of particular interest to all MSCSL investigators are the current GeneLab efforts to develop a robust NGS and bioinformatics support unit. These GeneLab functions were initially launched in a developmental phase in January, 2013 with the purchase and deployment of the Ion Torrent PGM, which immediately followed the first workshop on NGS and bioinformatics at LSU-SVM. The workshop included a full-day seminar on the capabilities of the NGS equipment, bioinformatics seminars as well as science-based NGS and bioinformatics approaches to currently funded projects. GeneLab has already produced grant-application quality NGS and data analysis during its developmental phase. GeneLab’s NGS and bioinformatics support services became official on July 1, 2013 with the installation and training of personnel for the operation of the Ion Proton and Quant Studio Flex equipment to assist researchers at all stages of research, from experimental design to data generation and analysis. In the summer of 2019, we transitioned to the Illumina platform with the acquisition of the Illumina MiSeq and NextSeq instruments. We have also acquired single cell sequencing capabilities with the purchase of the 10X Genomics Chromium controller. The close alignment of GeneLab’s NGS capabilities and bioinformatics provides an integrated approach to experimental design and quick analysis of the project data, while creating a unique forum for cross-training biologists and computer scientists in NGS methodologies and bioinformatics. NGS equipment. GeneLab is solely focused on infectious disease pathogens (mainly bacterial and viruses) and their interactions with their host cells in vitro and in vivo. A variety of NGS equipment is currently marketed by Illumina, Pacific Bio, Life Technologies and other companies. These companies provide equipment that have distinct advantages and disadvantages depending on the type of NGS applications. After careful consideration of the relative expense involved in purchasing and operating these equipment, GeneLab decided to invest in Life Technologies equipment, which is typically substantially less to purchase and operate than other NGS equipment. Moreover, GeneLab has a number of other Life Technologies equipment (capillary sequencers and qPCR equipment) and reagent “freezer” programs providing reagents at discounted costs and allowing similar reagents and protocols to be used across different applications. Specifically, GeneLab is equipped with a suite of Life Technologies NGS equipment including Ion Torrent PGM, Ion Proton, Illumina MiSeq, Illumina NextSeq, 10x Genomics Chromium controller for Single Cell Sequencing and Quant Studio Flex (digital PCR validation). In addition, GeneLab has a variety of equipment to support NGS including qPCR machines (ABI 7500 and 7900 and QuantStudio Flex systems); an EppImmune robotic arm for high throughput set-up and sampling; various computers and other equipment enabling quality control of nucleic acid samples; and preparing nucleic acid extractions from many samples at once. Bioinformatics. GeneLab bioinformatics functions and services are provided in a strategic alliance with the LSU Center for Computation and Technology (CCT), LSU-Tulane COBRE - CEIDR and the Louisiana Biomedical Research Network (LBRN) supported by an IDeA INBRE grant. This cross-utilization of manpower and funding sources provides significant capabilities, while ensuring the availability of expertise for future expansion of bioinformatics support services. GeneLab exclusively focuses on infectious disease research, while CCT and LBRN have a much broader scope in providing computational and biocomputational tools to all Louisiana -based researchers. GeneLab’s infrastructure is composed of hardware and software tools and pipelines (see Table 1, Figure 1). Specifically, both the Ion PGM and Ion Proton have a web- based Ion Torrent server providing access to data and integrated data analysis pipelines. GeneLab - Bioinformatics Unit operates three high-end work stations. The two visualization servers supports windows as well as linux environments, providing memory intensive visualization tasks and tools working on both OS environments. A computational servers is equipped with large memory (128 GB) and large number of cores (32), is networked to the Ion PGM and Ion Proton platforms for dealing with analyses requiring large memory footprint and multi-core performance applications. These three high-end servers are backed with network-connected expandable NAS storage system, resulting in total storage space of 200 Terabytes at this time, which are directly connected to the servers and software tools integrated to the sequencing platforms. An important aspect of our hardware and software infrastructure is that these computer storage systems are supported by the campus-wide high-performance computing (HPC) facilities managed by LSU-CCT. This also includes large HPC clusters operated by Louisiana Optical Network Initiative (http://www.loni.org). Computing infrastructure provided by CCT consists of a number of computing clusters and independent computing, application and database servers all connected to a high-speed campus network. Battery backup, fault monitoring, data snapshots, site-distinct mirroring and off-site backups, are part of our comprehensive backup/recovery strategy and are all in place. Available software. GeneLab offers various open source NGS data analytics tools, proprietary tools from Life technologies and commercial bioinformatics software packages (see Table 1). The latter two types of software provide for a rapid data analysis task, whereas open source tools, including many widely utilized in the NGS community, are advanced to customized data analyses and downstream analyses. While many independent provide analysis in a straightforward manner, advanced analysis using pipelines are also available. For example, researchers are already utilizing our recently developed pipelines for RNASeq and ChIPSeq. Conveniently, the software tools and computer systems constituting GeneLab bioinformatics infrastructure are fully integrated in terms of data management, pipeline tasks, and utilization of large scale distributed computing resources such as LSU HPC systems and emerging clouds. The seamless integration of distributed resources is possible through in-house software framework, known as DARE (Distributed Application Runtime Environment), thus mitigating the non-trivial efforts of distributed computer systems. Table 1: Available Software for NGS Data Analysis TYPE TASK NAME NOTE Ion Torrent tool Alignment, De novo assembly, variant calling, RNA-Seq, ChIP-Seq, … Ion Torrent Suite, Plug-in, Ion Reporter Currently provided by Life technologies with no fee Open source tool Alignment BWA, Bowtie, Bowtie2, Bfast, Mosaic, RUM, STAR New versions and tools are frequently updated Open source tool De novo assembly ABySS, MIRA3, Velvet New versions and tools are frequently updated Open source tool RNA-Seq Cufflinks, TopHat, TopHat2, DESeq, EdgeR, BayesSeq New versions and tools are frequently updated Open source tool ChIP-Seq MACS New versions and tools are frequently updated Open source tool Variant calling and miscellaneous (Quality control, error correction, workbench) SAMTools, GATK, Coral, fastX-toolkit, fastQC, R/Bioconductor, Galaxy New versions and tools are frequently updated Commercial software packages Alignment, De novo assembly, variant calling, RNA-Seq, ChIP-Seq, … Partek Genomic Suite with Pathway, Partek Flow, DNAStar, More options will be available based on user requests Data storage, protection and format. All NGS data and downstream processing files will be moved to the GeneLab Network Attached Storage (NAS) 200 terra bytes, and the raw data will be backed up using a two-site replicated storage model. The data will be validated to verify integrity during transfer and then run through our analysis pipeline. The resulting data will be organized in a structured way and meta will be stored in our DARE- based gateway. Access to the data will be protected through use of user authentication and a double-layer data management scheme. The data will be initially checked for sequence quality using metric tools like FastQC (http://www.bioinformatics.babraham.ac.uk/projects/fastqc/) or fastX-toolkit to ensure that it meets criteria for quality score, read length, GC ratios and sequencing biases and contamination of foreign sequences. The data will then be processed with analytical tools specific for the type of data. GeneLab will coordinate with investigators to produce results in a format which is consistent with established scientific standards such as the Variant Call Format (VCF) for sequence variations, and the Sequence Alignment and Mapping (SAM) format and its binary equivalent (BAM). | Yes GeneLAB | Thaya Stoufflet | thaya@lsu.edu | 89708
Veterinary Medicine | N/A | Biomed: Division of Biotechnology & Molecular Medicine | https://www.lsu.edu/vetmed/biommed/index.php | Welcome to the Division of Biotechnology and Molecular Medicine (BioMMED) at the Louisiana State University School of Veterinary Medicine in Baton Rouge, LA. We are engaged in innovative research to determine the molecular basis of various diseases, as well as to develop novel therapeutics for the treatment of cancer and infectious diseases. BioMMED is a multidisciplinary research, support and development unit that provides centralized access to state-of-the-art equipment and advanced training in molecular and cell biology. In addition, BioMMED oversees two NIH:NCRR funded research cores: The COBRE-funded Molecular ImmunoPathology Core and INBRE-funded The Molecular and Cell Biology Core. The functions of these core laboratories are integrated within BioMMED and the Louisiana State University School of Veterinary Medicine facilities and consist of state-of-the-art equipment and support services that are jointly staffed by BioMMED and TNPRC faculty and personnel. BioMMED is comprised of 4 service oriented centralized core laboratories. | Whole Animal In vivo Imaging Laboratory (WAIL) | This is part of the Molecular Immuonopatholgy Core administered by BIOMMED. The available services, equipment and resources: Pathology Equipment (LSU-SVM): The histology laboratory is equipped with three auto-tissue processors (Tissue-Tek VIP), two tissue embedding centers (Tissue-Tek TEC), two Leica autostainers (XL/ST5010 and ST5020), three automated rotary microtomes (Leica RM2255), a microwave (Kenmore), a Leica IPS slide-printer, and a double-head light microscope (Nikon Eclipse E400). The immunohistochemistry laboratory is equipped with two Dako autostainers (Universal Staining System and Link48 with a Dako PTLink), a microwave (Peica 3450) for antigen retrieval, and a Decloaking chamber (Biocare medical). These laboratories process more than 30,000 H&E and 4,000 special stain slides and 2,000 immunohistochemical stains per year for both research and diagnostic service (approximately 1/10 of the overall volume is derived from research). The Leica Autostainer is capable of staining up to 200 slides per hours with a reagent capacity of 18 reagents. It can perform several different staining protocols simultaneously. Thus a special staining, for example, can be performed parallel to a routine H&E staining. The Dako Autostainer is capable of immunohistochemical staining up to 48 slides per run with 64 reagents. This system is controlled by Windows based software with intuitive graphic operator. With the new software the staining time for 48 slides on the Autostainer Link is approximately one half hour.A NanoZoomer Digital Pathology System (Hamamatsu) enables the digital scanning of stained slides including H&E, special stains, enzyme and fluorescent immunohistochemistry and in situ hybridization slides. The slides are archived on a server or personal computers/external drives and can be retrieved and analyzed at later times by both pathologists and individual researchers. One 14-head light microscope (Olympus BX51) with Sony DXC- 390 3CCD color video camera and three double-head light microscopes (two Olympus Bx43 and one Nikon Eclipse E400) are also available. Light microscopes (Olympus BX) with digital cameras (Olympus DP) are housed in individual offices of the pathologists and in residents’ rooms. Flow Cytometry and Immunophenotyping services (LSU-FACS). The LSU Flow Cytometry Facility (LSU- SVM) is located in a 263 ft2 laboratory on the third floor of the School of Veterinary Medicine building. The Flow Cytometry Facility features a BD Biosciences FACScan, FACSCalibur and FACSAria flow cytometers. The mission of LSU-FACS is to supply state-of-the-art techniques and procedures for phenotypic as well as functional analysis of animal and human cells. LSU-FACS administers, standardizes, and performs daily analytical procedures to support ongoing research projects associated with the COBRE-CEIDR grant. Furthermore, LSU- FACS spends considerable time in adopting and developing novel assays needed by individual investigators including Junior Investigators (JIs) supported by the COBRE-CEIDR. Immunophenotyping, cell cycle analysis, apoptosis studies, and measurements of signal transduction are examples of applications which are performed routinely in this laboratory. LSU-FACS provides analytical capabilities for investigators throughout the Louisiana State University System, including the LSU Agricultural Center, Pennington Biomedical Research Center and Louisiana Emerging Technology Center. The Flow Cytometry Facility has operated at the School of Veterinary Medicine since 1986. Flow cytometry equipment (LSU-SVM). The BD FACScan flow cytometer is a benchtop analytical flow cytometer which can measure two light scatter parameters (cell size and internal granularity) as well as 3 color fluorescence emissions. The light source is a 15 mW 488 nm argon-ion laser. Fluorescence emissions are at 530 nm, 585 nm and > 650 nm. . The BD FACSCalibur flow cytometer is a benchtop analytical flow cytometer capable of measuring two light scatter parameters and 4 color fluorescence emissions. The BD FACSAria flow cytometer is a benchtop cell sorter, which measures up to 8 parameters including two light scatter and six fluorescence emissions. The instrument is equipped with 2 lasers, a 488 nm Coherent Sapphire solid state and a 633 nm JDS Uniphase HeNe. Fluorescence emissions include 530 nm, 585 nm, and 675 nm coming off the 488 nm laser, along with 660 nm and 780 nm coming off the 633 nm laser. In addition, the cytometer can perform dual-laser sorts and has 4 way cell sorting capacity and multicolor analysis. The Aria is interfaced with a workstation that includes a Hewlett Packard xw4100 PC computer running FACSDiVa software for data acquisition and analysis. The BD Accuri C6 flow cytometer is a user-friendly benchtop cell analysis cytometer, capable of non-pressurized quantitative and qualitative flow analysis. Though not housed in the dedicated FACS suite, the C6 is situated within a Type II biosafety cabinet also in the LSU-SVM. Because of this the C6 cytometer may be used to safely analyze live, fixed and infected cells (BSL2). The Accuri C6 has 2 excitation wavelengths (488 nm and 640 nm) and 4 standard filter sets permitting 4 color analysis. Optional filter sets are available for expanded wavelengths Multiplex/Luminex (LSU-SVM): Complementing the immunophenotyping capabilities of the flow cytometers listed above, the BioRad BioPlex provides rapid and standardized analysis of soluble factors e.g., lymphokines, using bead based array technology. The BioPlex is capable of up assessing up to 100 distinct analytes at once using 96-well format. A dedicated plate washing station and magnetic bead separator is available to researchers using custom- or pre-assembled multiplex kits. Microscopy (LSU-SVM): This centralized laboratory located on the third floor of the School of Veterinary Medicine is a service center within the LSU-SVM, providing micro-imaging support for research and instruction. This cost center generated $36,980 and received a subsidy of $90,265 for a total of $127,245 during fiscal year 2013 (07/01/2012-06/30/2013).The facility houses transmission (Zeiss JEM 1011) and environmental scanning (FEI Quanta 200) electron microscopes, as well as cryofixation, freeze-fracture, and metal shadowing facilities. Four computer coupled-light microscopes are also available to provide a variety of contrasting methods and fluorescence imaging capabilities. The inverted fluorescence microscope has a heated stage with flow-through culture chambers available on demand. A Laser micro-dissection (LCM)-capture (PALM) System (CLSM; Leica TCS SP2) integrated with a Zeiss inverted microscope is also available. The CLSM allows users to perform three-dimensional microscopy of fluorescently labeled specimens. The small pinhole in the CLSM can detect light that originates from a thin optical section. This feature is particularly well suited for the examination of thick specimens (up to 100 micrometers) for which out-of-focus light, using conventional microscopy, would obscure structural details. A three-dimensional and stereoscopic image can be generated by collecting a series of optical sections through the thickness of the specimen. The CLSM can monitor intracellular ion concentration, dynamic morphological events of living cells, interactions between proteins, protein diffusion, etc. LCM is ideal for excising a specific tissue from frozen sections form which RNA can be isolated to measure the expression of a given gene in that tissue. The laser capture in the center has the following features: 1) the only fully non-contact laser based micromanipulation and microdissection technology on the market; 2) clear cut gap avoids contamination from neighboring tissue; 3) no interference from the used laser with your biological material; 4) facilitate and accelerate micromanipulations; 5) suitable for most routinely prepared cell and tissue samples; 6) ideal starting point for highly sensitive downstream analyses; 7) isolation and even re-cultivation of living cells. Ancillary Microscopy and Imaging (LSU-SVM): The high-end instruments named above are only available in the presence of experienced staff who are responsible for their operation. Faculty, postdoctoral fellows and graduate students can access these instruments after hours only if they are certified by the Director of the Center (Dr X. Wu). To accommodate 24/7 access to confocal fluorescence and phase contrast microscopy, COBRE-CEIDR-affiliated personnel have easy and flexible 24 hour access to a range of light microscopes and imagers with a wide variety of configurations. Each instrument is equipped with a dedicated computer for digital analysis and data storage. Training is available during normal work hours. These instruments include: Olympus MVX 10 Macroview: bright field (BF) and fluorescence, 1X and 2X objectives, 31X zoom factor, 0.25 numerical aperture (NA), working distance 65mm, field of view 1.74 - 55mm. Olympus IX2 Inverted Scope: BF and fluorescence, working distance 45mm, relief contrast 3D image through plastic, 10X, 20X, and 40X objectives, inverted stage for culture plates/dishes. Leica DM4000B Compound Microscope: fluorescence and dark field (DF); 5, 10, 20, 4 and 63-100X objectives, digital controls, manual stage, bi-chromatic and color imaging, Image Pro software. Leica DM IRB Inverted Scope: BF, DF, phase contrast and Fluorescence, Manual stage and filter changing; 2.5, 5, 20 40 and 63X objectives, bi-chromatic and color imaging, accommodates live cells and slides, Q Capture software. Zeiss Axio Observer Z1: configured for live cells; BF, fluorescence, phase and differential interference contrast, a wide variety of filter sets; long distance, dry and oil objectives; ApoTome module for increased resolution, environmental control chamber (dish/plate), motorized X,Y and Z stage, AxioVision software. Hamamatsu/Olympus Nanozoomer: high throughput slide scanner; fully auto, semi auto, and manual configurations; maximum 210 slides per batch, 20X and 40X with Z-stack capabilities, high and low pixel mode, quantitative analysis, VisioPharm software. Olympus LCV110 Time Lapse Imaging System: Capable of multi- channel, long-term, time-lapse observation of living cells without having to remove cultures from their ideal growth environment. Olympus FV10i Self-Contained Confocal Imaging System: Highly automated benchtop confocal imager. The extremely user-friendly and intuitive software requires little or no training prior to use. The FV10i is designed for 2D and 3D high resolution documentation and is equipped with 60X oil lens and a 10X dry objective. The FV10i has: four diode lasers and a versatile selection of emission wavelengths for multiple fluorescent labels, point scanning image quality enhanced with crosstalk correction and autofocus functions, high and low magnifications and automated wide area scanning with automated XY stage. The FV10i software contains a suite of analysis methods, including image measurement statistics and colocalization analysis and is also capable of 3D rendering and time lapse animations. Kodak In Vivo FX-Pro: Small animal live imager with X-ray capabilities used to image luminescent, fluorescent, radioisotopic and radiographic emissions, AAAL AC- approved animal holding and imaging facilities. Xenogen IVIS-50: A whole animal imaging system with fluorescent and chemiluminescent detection abilities, an isofluorane based anesthesia chamber, continuously controlled anesthesia unit for use during imaging. If required, access to x-ray tomography and other x-ray based clinical equipment housed in the Oncology Program of the LSU SVM is also available. | Yes GeneLAB | Pete Mottram | pmottra@lsu.edu | 89687
Veterinary Medicine | N/A | Biomed: Division of Biotechnology & Molecular Medicine | https://www.lsu.edu/vetmed/biommed/index.php | Welcome to the Division of Biotechnology and Molecular Medicine (BioMMED) at the Louisiana State University School of Veterinary Medicine in Baton Rouge, LA. We are engaged in innovative research to determine the molecular basis of various diseases, as well as to develop novel therapeutics for the treatment of cancer and infectious diseases. BioMMED is a multidisciplinary research, support and development unit that provides centralized access to state-of-the-art equipment and advanced training in molecular and cell biology. In addition, BioMMED oversees two NIH:NCRR funded research cores: The COBRE-funded Molecular ImmunoPathology Core and INBRE-funded The Molecular and Cell Biology Core. The functions of these core laboratories are integrated within BioMMED and the Louisiana State University School of Veterinary Medicine facilities and consist of state-of-the-art equipment and support services that are jointly staffed by BioMMED and TNPRC faculty and personnel. BioMMED is comprised of 4 service oriented centralized core laboratories. | Viral Vector Laboratory (VVL) | Described in Genelab services | Yes GeneLAB | Thaya Stoufflet | thaya@lsu.edu | 89708
Veterinary Medicine | N/A | Biomed: Division of Biotechnology & Molecular Medicine | https://www.lsu.edu/vetmed/biommed/index.php | Welcome to the Division of Biotechnology and Molecular Medicine (BioMMED) at the Louisiana State University School of Veterinary Medicine in Baton Rouge, LA. We are engaged in innovative research to determine the molecular basis of various diseases, as well as to develop novel therapeutics for the treatment of cancer and infectious diseases. BioMMED is a multidisciplinary research, support and development unit that provides centralized access to state-of-the-art equipment and advanced training in molecular and cell biology. In addition, BioMMED oversees two NIH:NCRR funded research cores: The COBRE-funded Molecular ImmunoPathology Core and INBRE-funded The Molecular and Cell Biology Core. The functions of these core laboratories are integrated within BioMMED and the Louisiana State University School of Veterinary Medicine facilities and consist of state-of-the-art equipment and support services that are jointly staffed by BioMMED and TNPRC faculty and personnel. BioMMED is comprised of 4 service oriented centralized core laboratories. | Protein and Antibody Production and Purification Laboratory (PAPPL) | This is part of the Protein Core administered by BIOMMED. The available equipment and resources: AKTAExplorer FPLC system (Amersham/Pharmacia): The PCL has a fully automated chromatographic system AKTA Pure 25L FPLC system (Amersham/Pharmacia). ÄKTA-FPLC is a preparative liquid chromatography system for fast and easy purification of proteins. The entire system is refrigerated and computer controlled using Unicorn software. Protein Technologies Symphony and Tribute Peptide Synthesizers. The Tribute™ is a 2 channel bench top peptide synthesizer with a simple design and setup. The Symphony® is a 12-channel synthesizer where each reaction channel operates independently of the others; analogous to having 12 single channel machines. The benefits and advantages of t he Symphony® include versatility, fast multiplex operation, low coupling cost, variable synthetic scales, automated cleavage, and customizable protocols. These equipment are located within the ABL in Wilson Hall. Profinia™ Affinity Chromatography Protein Purification System (3 equiipment). The Profinia systems performs automated two-step affinity purification. These equipment replace traditional gravity-flow techniques with a convenient, complete system for the purification and desalting of affinity-tagged proteins. Histidine (His)- tagged, GST-tagged, affinity, and desalting/buffer exchange methods deliver purity and yield comparable to other techniques, yet only require a fraction of the time to obtain protein ready for experiments. Profinia software offers a convenient way to review purification results. Its user interface is easy to use yet comprehensive and customizable for either real-time data acquisition or data analysis. With unattended operation, the Profinia protein purification system yields purified samples for downstream use in as little as 30 minutes. Full run data are captured as purification occurs, then are calculated, displayed, and stored. Using a USB flash drive, run data can easily be exported. For real-time data acquisition, the instruments are connected to a PC loaded with optional Profinia software. Purification data are displayed on the PC monitor in real time, and can be stored, analyzed, and customized for specific reporting needs. Biacore X100. The Biacore X100 provides real-time insights into protein function & biological mechanisms, Kinetics, affinity, specificity and concentration analysis in one system. The user can study a wide range of molecules in different sample environments. Specific applications, include kinetic/affinity characterization, kinetic/affinity screening & profiling, single cycle kinetics, concentration measurement and thermodynamic characterization. Fortebio Blitz Protein Assay system. The Blitz™ is a personal assay system, allowing label-free analysis of proteins. The user can easily test column fractions for the presence of a protein of interest, check protein activity and quantitate prior to initiation of complex experiments, characterize proteins in cell lysates in their folded state, or monitor protein expression. The BLItz provides results in a just a few seconds or minutes using just a drop of the sample. Glen-Mills French Press High pressure Homogenizer. For disruption of cellular plasma membranes / internal organelles / homogenzation of animal tissue. Other PCL basic laboratory equipment: gentleMACS™ Octo Dissociator, Large walk in cold room 900 cubic feet; Forma scientific reach in incubator with Bellco cell production roller apparatus (quantity 1); Forma series II water jacket CO2 incubators (quantity 2); large Thermo scientific Steri Cult CO2 incubators (quantity 2); a bag- based cell culture system capable up to 5L bags; CO2 incubators for insect cell culture; rotary shakers (quantity 2); -80 freezers (quantity 2); Refrigerators (2); -20C Freezers (quantity 2); Table top Eppendorf, 5810 R centrifuge refrigerated (quantity 1) & 5804 centrifuge (1); Bench top Eppendorf 5415D (quantity 2); Beckman coulter refrigerated microfuge 22R (quantity 1); Ultrancentrifuge and rotors (Beckman, optima I-100xp); Gel Documentation System (BioRad - Molecular imager Chemidoc XRS) (quantity 1); Dynalight dual intensity uv transilluminator (LABNET) (quantity 1); NanoDrop 2000c; E.coli plate incubator; four foot wide class II biosafety cabinets in clean rooms (quantity 2); BioTek 96well plate washing robot (ELISAs); Alpha microarray reader and spotter (quantity 1); bio safety cabinets (4ft/6ft) (quantity 2); Olympus CKX31 inverted microscopes (quantity 2); Leica inverted fluorescence microscope (quantity 1); BioRad automated cell counter (quantity 1); and Biorad c1000 thermal cycler (quantity 1); Eppendorf biophotometerplus (quantity 1); Eppendorf thermo mixer (quantity 1); Therma Scientific precision dual temp 180 series water bath (quantity 1); Konica Xray film dev SRX-101a (quantity 1); Liquid nitrogen storage tank (Thermo locator 4 plus); Perkinelmer lambda bio spectrophotometer (1); Wide variety of pre-packed and gravity flow columns with a variety of resins. In all 5 labs + 1 shared bench,1904 square feet of total lab space and Office space of 165 square feet with 5 desks, office computers (quantity 4), network printer/ copier/ scanner(quantity 1) and copying network printers (quantity 2). | Yes GeneLAB | Muzammel Haque | mhaque2@lsu.edu | 89120
Veterinary Medicine | N/A | Aquatic Toxicology Laboratory | https://www.lsu.edu/vetmed/laddl/index.php | The Aquatic Toxicology laboratories are housed in the School for Veterinary Medicine as well as in a free-standing Aquatic Building (part of the Cooperative Aquatic Animal Health Research Program). Facilities include state-of-the-art aquatic animal holding, rearing, exposure, surgical and preparative areas. Wet laboratory space dedicated to toxicology encompasses five laboratories with approximately 1500 sq. feet of space. Laboratories within the unit are flow-through equipped with complete room and water temperature control (5 to 40°C), redundant air delivery, dechlorinated and purified water supply, in-line pH and hardness adjustment, toxicant recovery system, photoperiod control, and emergency power backup. Water flows range in individual rooms from 10 to 30 gallons per minute. Facilities are equipped with tanks ranging in size from 5-gallon glass to 500-gallon fiberglass tanks. Two specialized hooded HEPA-filtered exposure rooms with associated preparative areas (salt and freshwater capable) are designed for high hazard exposures. Facilities contain a proportional dilutor, Lazy Susan treatment suites, cannula, catheter and gavage tending systems, a radiolabel exposure unit, as well as traditional rack- and bath-based systems. Support preparative rooms (300 sq feet) are equipped with an aquatic surgical table, balances, water quality monitoring equipment, food mill, freezers and supportive exposure and preparative equipment. Analysis capabilities are associated with individual investigator laboratories and centralized facilities within the school. Contact: Dr. Kevin Kleinow, 225-578-9757. | N/A | N/A |  | Unknown | Unknown | Unknown
Veterinary Medicine | N/A | EMSL: Equine Medication Surveillance Laboratory | https://www.lsu.edu/vetmed/laddl/index.php | The Equine Medication Surveillance Laboratory was established in 1987 and has served as the official laboratory for the Louisiana State Racing Commission since that time. The laboratory is now housed in new, modern facilities and is located in the Louisiana Animal Disease and Diagnostics Laboratory (LADDL) building directly behind the School of Veterinary Medicine. The laboratory screens over 8,000 urine and blood sets per year as part of its responsibility to assist in regulating the Louisiana Horse racing industry and has developed sophisticated methodology for screening, detection and confirmation of a wide range of drugs and their metabolites. The laboratory also serves as a comprehensive analytical facility within the School of Veterinary Medicine and a source of information to the racing industry at large and the citizens of Louisiana regarding equine drug pharmacology, metabolism and clearance. The EMSL houses advanced chromatography and mass spectrometry equipment. All of our LC-MS systems are multiplexed, allowing for higher sample throughput and shortened analysis time. | Two Thermo Q-Exactive high-resolution LC-MS system | Needs description |  | Unknown | Unknown | Unknown
Veterinary Medicine | N/A | EMSL: Equine Medication Surveillance Laboratory | https://www.lsu.edu/vetmed/laddl/index.php | The Equine Medication Surveillance Laboratory was established in 1987 and has served as the official laboratory for the Louisiana State Racing Commission since that time. The laboratory is now housed in new, modern facilities and is located in the Louisiana Animal Disease and Diagnostics Laboratory (LADDL) building directly behind the School of Veterinary Medicine. The laboratory screens over 8,000 urine and blood sets per year as part of its responsibility to assist in regulating the Louisiana Horse racing industry and has developed sophisticated methodology for screening, detection and confirmation of a wide range of drugs and their metabolites. The laboratory also serves as a comprehensive analytical facility within the School of Veterinary Medicine and a source of information to the racing industry at large and the citizens of Louisiana regarding equine drug pharmacology, metabolism and clearance. The EMSL houses advanced chromatography and mass spectrometry equipment. All of our LC-MS systems are multiplexed, allowing for higher sample throughput and shortened analysis time. | Thermo Exactive high resolution LC-MS system | Needs description |  | Unknown | Unknown | Unknown
Veterinary Medicine | N/A | EMSL: Equine Medication Surveillance Laboratory | https://www.lsu.edu/vetmed/laddl/index.php | The Equine Medication Surveillance Laboratory was established in 1987 and has served as the official laboratory for the Louisiana State Racing Commission since that time. The laboratory is now housed in new, modern facilities and is located in the Louisiana Animal Disease and Diagnostics Laboratory (LADDL) building directly behind the School of Veterinary Medicine. The laboratory screens over 8,000 urine and blood sets per year as part of its responsibility to assist in regulating the Louisiana Horse racing industry and has developed sophisticated methodology for screening, detection and confirmation of a wide range of drugs and their metabolites. The laboratory also serves as a comprehensive analytical facility within the School of Veterinary Medicine and a source of information to the racing industry at large and the citizens of Louisiana regarding equine drug pharmacology, metabolism and clearance. The EMSL houses advanced chromatography and mass spectrometry equipment. All of our LC-MS systems are multiplexed, allowing for higher sample throughput and shortened analysis time. | Thermo LTQ-XL linear ion-trap LC-MS system | Needs description |  | Unknown | Unknown | Unknown
Veterinary Medicine | N/A | EMSL: Equine Medication Surveillance Laboratory | https://www.lsu.edu/vetmed/laddl/index.php | The Equine Medication Surveillance Laboratory was established in 1987 and has served as the official laboratory for the Louisiana State Racing Commission since that time. The laboratory is now housed in new, modern facilities and is located in the Louisiana Animal Disease and Diagnostics Laboratory (LADDL) building directly behind the School of Veterinary Medicine. The laboratory screens over 8,000 urine and blood sets per year as part of its responsibility to assist in regulating the Louisiana Horse racing industry and has developed sophisticated methodology for screening, detection and confirmation of a wide range of drugs and their metabolites. The laboratory also serves as a comprehensive analytical facility within the School of Veterinary Medicine and a source of information to the racing industry at large and the citizens of Louisiana regarding equine drug pharmacology, metabolism and clearance. The EMSL houses advanced chromatography and mass spectrometry equipment. All of our LC-MS systems are multiplexed, allowing for higher sample throughput and shortened analysis time. | Thermo LTQ-Velos linear ion-trap-ion-trap LC-MS system | Needs description |  | Unknown | Unknown | Unknown
Veterinary Medicine | N/A | EMSL: Equine Medication Surveillance Laboratory | https://www.lsu.edu/vetmed/laddl/index.php | The Equine Medication Surveillance Laboratory was established in 1987 and has served as the official laboratory for the Louisiana State Racing Commission since that time. The laboratory is now housed in new, modern facilities and is located in the Louisiana Animal Disease and Diagnostics Laboratory (LADDL) building directly behind the School of Veterinary Medicine. The laboratory screens over 8,000 urine and blood sets per year as part of its responsibility to assist in regulating the Louisiana Horse racing industry and has developed sophisticated methodology for screening, detection and confirmation of a wide range of drugs and their metabolites. The laboratory also serves as a comprehensive analytical facility within the School of Veterinary Medicine and a source of information to the racing industry at large and the citizens of Louisiana regarding equine drug pharmacology, metabolism and clearance. The EMSL houses advanced chromatography and mass spectrometry equipment. All of our LC-MS systems are multiplexed, allowing for higher sample throughput and shortened analysis time. | Thermo Quantum Access triple-stage-quadrupole (TSQ) LC-MS system | Needs description |  | Unknown | Unknown | Unknown
Veterinary Medicine | N/A | EMSL: Equine Medication Surveillance Laboratory | https://www.lsu.edu/vetmed/laddl/index.php | The Equine Medication Surveillance Laboratory was established in 1987 and has served as the official laboratory for the Louisiana State Racing Commission since that time. The laboratory is now housed in new, modern facilities and is located in the Louisiana Animal Disease and Diagnostics Laboratory (LADDL) building directly behind the School of Veterinary Medicine. The laboratory screens over 8,000 urine and blood sets per year as part of its responsibility to assist in regulating the Louisiana Horse racing industry and has developed sophisticated methodology for screening, detection and confirmation of a wide range of drugs and their metabolites. The laboratory also serves as a comprehensive analytical facility within the School of Veterinary Medicine and a source of information to the racing industry at large and the citizens of Louisiana regarding equine drug pharmacology, metabolism and clearance. The EMSL houses advanced chromatography and mass spectrometry equipment. All of our LC-MS systems are multiplexed, allowing for higher sample throughput and shortened analysis time. | Thermo Vantage triple-stage-quadrupole (TSQ) mass spectrometer equipped with an Aria Turboflow sample preparation and introduction system | Needs description |  | Unknown | Unknown | Unknown
Veterinary Medicine | N/A | EMSL: Equine Medication Surveillance Laboratory | https://www.lsu.edu/vetmed/laddl/index.php | The Equine Medication Surveillance Laboratory was established in 1987 and has served as the official laboratory for the Louisiana State Racing Commission since that time. The laboratory is now housed in new, modern facilities and is located in the Louisiana Animal Disease and Diagnostics Laboratory (LADDL) building directly behind the School of Veterinary Medicine. The laboratory screens over 8,000 urine and blood sets per year as part of its responsibility to assist in regulating the Louisiana Horse racing industry and has developed sophisticated methodology for screening, detection and confirmation of a wide range of drugs and their metabolites. The laboratory also serves as a comprehensive analytical facility within the School of Veterinary Medicine and a source of information to the racing industry at large and the citizens of Louisiana regarding equine drug pharmacology, metabolism and clearance. The EMSL houses advanced chromatography and mass spectrometry equipment. All of our LC-MS systems are multiplexed, allowing for higher sample throughput and shortened analysis time. | HP 5973 | Needs description |  | Unknown | Unknown | Unknown
Veterinary Medicine | N/A | EMSL: Equine Medication Surveillance Laboratory | https://www.lsu.edu/vetmed/laddl/index.php | The Equine Medication Surveillance Laboratory was established in 1987 and has served as the official laboratory for the Louisiana State Racing Commission since that time. The laboratory is now housed in new, modern facilities and is located in the Louisiana Animal Disease and Diagnostics Laboratory (LADDL) building directly behind the School of Veterinary Medicine. The laboratory screens over 8,000 urine and blood sets per year as part of its responsibility to assist in regulating the Louisiana Horse racing industry and has developed sophisticated methodology for screening, detection and confirmation of a wide range of drugs and their metabolites. The laboratory also serves as a comprehensive analytical facility within the School of Veterinary Medicine and a source of information to the racing industry at large and the citizens of Louisiana regarding equine drug pharmacology, metabolism and clearance. The EMSL houses advanced chromatography and mass spectrometry equipment. All of our LC-MS systems are multiplexed, allowing for higher sample throughput and shortened analysis time. | 5975 GC/MS system | Needs description |  | Unknown | Unknown | Unknown
Veterinary Medicine | N/A | Histology Prep Facility Immunohistochemical Staining | https://www.lsu.edu/vetmed/cbs/facilities.php#:~:text=CBS%20histology%20preparation%20facility | The CBS histology preparation facility (VMED 2405) serves both the teaching and research components of the department (histology services for individuals outside CBS are available through the PBS Histology Laboratory). Operated by Sherry Ring under the supervision of Dr. George Strain, the facility provides the services of fixing, paraffin embedding, sectioning and staining of tissues for teaching slides for the histology courses in the professional curriculum, and for research programs in the department. The facility also has a Leica CM3050 S cryostat for use by Ms. Ring for cutting frozen sections. The latter sections often are used for laser capture microdissection studies (e.g., see paper entitled “In vivo expression of RANKL in the rat dental follicle as determined by laser capture microdissection” by S. Yao, S. Ring, W.G. Henk and G.E. Wise: Arch. Oral Biol., 2004, 49: 451-456). Slides can be routinely stained with H&E, as well as with a few special stains, but the facility does not do immunostaining. Sectioning and staining for electron microscopy is done by personnel in the Microscopy Center, a cost center located on the third floor of the SVM. | N/A | N/A |  | Sherry Ring | sring1@lsu.edu | 89735
Veterinary Medicine | N/A | Micro-Computed Tomography Laboratory | https://www.lsu.edu/vetmed/micro_ct/index.php | The primary mission of the MicroCT Laboratory is to provide state-of-the-art 3D ex vivo imaging using microCT for both research and teaching. This facility is housed within the School of Veterinary Medicine and includes a state-of-the-art ex vivo desktop cone-beam micro-CT (Scanco Model 40) that is fully shielded. This scanner has a nominal best resolution of 6µm with a real resolution of 9µm and a maximum FOV of 37mm in diameter by 70mm in length. Services can include ex vivo x-ray microCT scanning of specimens measuring no more than 35mm in diameter and 70mm in length. Software is available to provide 3D reconstructions of scanned objects, and quantify bone architecture and density. The specimens utilized for microCT must have inherent radio opacity (e.g., bone) or can be rendered radio-opaque (e.g., utilizing contrast agents). | N/A | N/A |  | Michelle Osborn | mosborn@lsu.edu | 89470
Veterinary Medicine | N/A | Microscopy Center | https://www.lsu.edu/vetmed/microscopy_center/index.php | The SVM Microscopy Center is a suite of rooms housed on the third floor of the LSU School of the Veterinary Medicine Building on the LSU Campus. The entry points for the Center are rooms 3444 and 3434. The Microscopy Center is a cost service center. The center provides service from sample preparation to image analysis. Currently, the center has transmission electron microscopy (TEM), scanning electron microscopy (SEM), confocal laser scanning microscopy (CLSM), laser capture microdissection (LCM), and several fluorescence microscopes. All of these instruments are fully functional for regular and advanced research. Training can be provided by the Microscopy Center. | N/A | N/A |  | Xiaochu Wu Julia Sokolova | Need Information | 89898
Veterinary Medicine | N/A | Small Animal Imaging Facility | https://www.lsu.edu/vetmed/small_animal_imaging/index.php | The goal of the Small Animal Imaging Facility is to provide state-of-the-art noninvasive imaging support to investigators who use small animal models in their research. The Small Animal Imaging Facility welcomes users from all areas and interests. | N/A | N/A |  | Kenneth "Kip" Matthews | kipmatth@lsu.edu | Need Information
Veterinary Medicine | N/A | DLAM: Division of Laboratory Animal Medicine (Laboratory Animal Medicine Facility) | https://www.lsu.edu/vetmed/dlam/index.php | DLAM serves as a central administration division for the operation of two research animal holding facilities. These facilities include the SVM Laboratory Animal Medicine Facility as well as the Life Sciences Animal Care Facility. DLAM purchases, maintains, and cares for all teaching and research animals housed within these two facilities. The animal care facilities, equipment, and program are accredited by the Association for Assessment and Accreditation of Laboratory Animal Care (AAALAC) International. Our objective is to maintain a fully accredited animal care program that supports teaching, research, and service. The use of laboratory animals in teaching and research is a fundamental necessity of continued progress in the biomedical sciences. Such use of animals constitutes a special privilege to the scientific community. Therefore, it is incumbent upon each investigator and every member of their staff to fulfill all ethical as well as legal responsibilities. Therein lies much of the hope for continued medical progress for the benefit of animals as well as humanity. | N/A | N/A | Yes | Unknown | Unknown | Unknown
Veterinary Medicine | N/A | DLAM: Division of Laboratory Animal Medicine (Life Sciences Animal Care Facility) | https://www.lsu.edu/vetmed/dlam/index.php | DLAM serves as a central administration division for the operation of two research animal holding facilities. These facilities include the SVM Laboratory Animal Medicine Facility as well as the Life Sciences Animal Care Facility. DLAM purchases, maintains, and cares for all teaching and research animals housed within these two facilities. The animal care facilities, equipment, and program are accredited by the Association for Assessment and Accreditation of Laboratory Animal Care (AAALAC) International. Our objective is to maintain a fully accredited animal care program that supports teaching, research, and service. The use of laboratory animals in teaching and research is a fundamental necessity of continued progress in the biomedical sciences. Such use of animals constitutes a special privilege to the scientific community. Therefore, it is incumbent upon each investigator and every member of their staff to fulfill all ethical as well as legal responsibilities. Therein lies much of the hope for continued medical progress for the benefit of animals as well as humanity. | N/A | N/A | Yes | Unknown | Unknown | Unknown
Veterinary Medicine | N/A | Louisiana Animal Disease Diagnostic Laboratory (LADDL) | https://www.lsu.edu/vetmed/laddl/index.php | The Louisiana Animal Disease Diagnostic Laboratory (LADDL) is a full-service AAVLD-accredited laboratory. Housed in the Louisiana State University's School of Veterinary Medicine, the LADDL services the people of Louisiana and surrounding states by providing animal disease diagnostic services to agricultural and general communities in the state of Louisiana. They conduct necessary research for the continued enhancement of the following outreach services: research development and adaptation of diagnostic tests and protocols, research and investigation of livestockand companion animal diseases impacting the health and well being of the animals and citizens of Louisiana, and research on selective diseases impacting the economics on the animal industries of Louisiana. | N/A | N/A |  | Louisiana Animal Disease Diagnostic Laboratory | laddlreferrals@listserv.lsu.edu | 89777
Veterinary Medicine | N/A | Flow Cytometry Facility | https://www.lsu.edu/vetmed/flow_cytometry/index.php | The Flow Cytometry Facility is a core laboratory located on the third floor of the School of Veterinary Medicine building on the campus of Louisiana State University. The facility features a Becton Dickinson FACS Aria dual laser flow cytometer / sorter capable of measuring seven fluorescence emissions as well as 4-way cell sorting capacity. In addition, the facility has a Becton Dickinson Calibur dual laser benchtop flow cytometer capable of measuring four fluorescence emissions as well as a sorting option capable of performing single population sorts. The laboratory also features a Becton Dickinson FACScan benchtop flow cytometer with single laser capability and 3 color emissions. Multi-color immunophenotyping, cell cycle analysis, apoptosis studies, and measurements of cellular function are examples of applications performed routinely in this laboratory. This unique centralized facility provides analytical capabilities for investigators throughout the Louisiana State University System, including the LSU Agricultural Center and LSU Pennington Biomedical Research Center. Both PC and Macintosh computers are utilized in data acquisition and analysis and are all connected to the Veterinary Medicine and LSU networks. The School of Veterinary Medicine has operated the LSU Flow Cytometry Facility since 1986. | N/A | N/A |  | Unknown | Unknown | Unknown
Veterinary Medicine | N/A | Flow Cytometry Facility | https://www.lsu.edu/vetmed/flow_cytometry/index.php | The Flow Cytometry Facility is a core laboratory located on the third floor of the School of Veterinary Medicine building on the campus of Louisiana State University. The facility features a Becton Dickinson FACS Aria dual laser flow cytometer / sorter capable of measuring seven fluorescence emissions as well as 4-way cell sorting capacity. In addition, the facility has a Becton Dickinson Calibur dual laser benchtop flow cytometer capable of measuring four fluorescence emissions as well as a sorting option capable of performing single population sorts. The laboratory also features a Becton Dickinson FACScan benchtop flow cytometer with single laser capability and 3 color emissions. Multi-color immunophenotyping, cell cycle analysis, apoptosis studies, and measurements of cellular function are examples of applications performed routinely in this laboratory. This unique centralized facility provides analytical capabilities for investigators throughout the Louisiana State University System, including the LSU Agricultural Center and LSU Pennington Biomedical Research Center. Both PC and Macintosh computers are utilized in data acquisition and analysis and are all connected to the Veterinary Medicine and LSU networks. The School of Veterinary Medicine has operated the LSU Flow Cytometry Facility since 1986. | FACScan Flow Cytometer | The FACScan flow cytometer is a benchtop analytical flow cytometer which can measure two light scatter parameters (cell size and internal granularity) as well as 3 color fluorescence emissions. The light source is a 15 mW 488 nm air cooled argon-ion laser. Fluorescence detection is accomplished with photomultiplier tubes and bandpass filters. The 3 bandpass filters allow for collection of fluorescence at 530 nm, 585 nm and > 650 nm. Flourochromes that are compatible with the optical configuration of the machine include FITC (530 nm); Phycoerythrin and Propidium Iodide (585 nm); and PerCP, Tricolor, and 7-ADD which both exhibit emissions above 650 nm. The FACScan is interfaced with a Macintosh G3 workstation which contains graphics software packages used for data acquisition and analysis. In addition, Pentium II's are used to analyze flow cytometric data from remote computer labs within the university network. All computers in the facility are networked to Veterinary Medicine and LSU mainframes and data is readily transferred within the university. |  | Unknown | Unknown | Unknown
Veterinary Medicine | N/A | Flow Cytometry Facility | https://www.lsu.edu/vetmed/flow_cytometry/index.php | The Flow Cytometry Facility is a core laboratory located on the third floor of the School of Veterinary Medicine building on the campus of Louisiana State University. The facility features a Becton Dickinson FACS Aria dual laser flow cytometer / sorter capable of measuring seven fluorescence emissions as well as 4-way cell sorting capacity. In addition, the facility has a Becton Dickinson Calibur dual laser benchtop flow cytometer capable of measuring four fluorescence emissions as well as a sorting option capable of performing single population sorts. The laboratory also features a Becton Dickinson FACScan benchtop flow cytometer with single laser capability and 3 color emissions. Multi-color immunophenotyping, cell cycle analysis, apoptosis studies, and measurements of cellular function are examples of applications performed routinely in this laboratory. This unique centralized facility provides analytical capabilities for investigators throughout the Louisiana State University System, including the LSU Agricultural Center and LSU Pennington Biomedical Research Center. Both PC and Macintosh computers are utilized in data acquisition and analysis and are all connected to the Veterinary Medicine and LSU networks. The School of Veterinary Medicine has operated the LSU Flow Cytometry Facility since 1986. | FACS Calibur Flow Cytometer | FACS Calibur flow cytometer is a benchtop analytical flow cytometer capable of measuring two light scatter parameters and 4 color fluorescence emissions. It utilizes a 15 mW 488 nm argon-ion laser capable of emitting fluorescence at 530 nm, 585 nm and > 650 nm as well as a 635 nm red diode laser emitting at 660 nm. In addition, the Calibur has a sorting option capable of performing single population sorts. All data acquisition and analysis is performed on a Macintosh G5 workstation running Cellquest Pro software. |  | Unknown | Unknown | Unknown
Veterinary Medicine | N/A | Flow Cytometry Facility | https://www.lsu.edu/vetmed/flow_cytometry/index.php | The Flow Cytometry Facility is a core laboratory located on the third floor of the School of Veterinary Medicine building on the campus of Louisiana State University. The facility features a Becton Dickinson FACS Aria dual laser flow cytometer / sorter capable of measuring seven fluorescence emissions as well as 4-way cell sorting capacity. In addition, the facility has a Becton Dickinson Calibur dual laser benchtop flow cytometer capable of measuring four fluorescence emissions as well as a sorting option capable of performing single population sorts. The laboratory also features a Becton Dickinson FACScan benchtop flow cytometer with single laser capability and 3 color emissions. Multi-color immunophenotyping, cell cycle analysis, apoptosis studies, and measurements of cellular function are examples of applications performed routinely in this laboratory. This unique centralized facility provides analytical capabilities for investigators throughout the Louisiana State University System, including the LSU Agricultural Center and LSU Pennington Biomedical Research Center. Both PC and Macintosh computers are utilized in data acquisition and analysis and are all connected to the Veterinary Medicine and LSU networks. The School of Veterinary Medicine has operated the LSU Flow Cytometry Facility since 1986. | FACS Aria Flow Cytometer | FACS Aria flow cytometer measures up to 9 parameters including two light scatter parameters and seven fluorescence emissions. The instrument is equipped with 2 lasers, a 488 nm Coherent Sapphire solid state and a 633 nm JDS Uniphase HeNe, allowing various combinations of fluorochromes for multi-color immunophenotyping and cell functional assays. In addition, the cytometer can perform high speed, dual-laser sorts and has 4-way cell sorting capacity. The Aria is interfaced with a workstation that includes an HP X4000 PC computer running Becton Dickinson FACSDiVa based software for data acquisition and analysis. |  | Unknown | Unknown | Unknown
Veterinary Medicine | N/A | Flow Cytometry Facility | https://www.lsu.edu/vetmed/flow_cytometry/index.php | The Flow Cytometry Facility is a core laboratory located on the third floor of the School of Veterinary Medicine building on the campus of Louisiana State University. The facility features a Becton Dickinson FACS Aria dual laser flow cytometer / sorter capable of measuring seven fluorescence emissions as well as 4-way cell sorting capacity. In addition, the facility has a Becton Dickinson Calibur dual laser benchtop flow cytometer capable of measuring four fluorescence emissions as well as a sorting option capable of performing single population sorts. The laboratory also features a Becton Dickinson FACScan benchtop flow cytometer with single laser capability and 3 color emissions. Multi-color immunophenotyping, cell cycle analysis, apoptosis studies, and measurements of cellular function are examples of applications performed routinely in this laboratory. This unique centralized facility provides analytical capabilities for investigators throughout the Louisiana State University System, including the LSU Agricultural Center and LSU Pennington Biomedical Research Center. Both PC and Macintosh computers are utilized in data acquisition and analysis and are all connected to the Veterinary Medicine and LSU networks. The School of Veterinary Medicine has operated the LSU Flow Cytometry Facility since 1986. | FACS440 Flow Cytometer / Cell Sorter | The FACS440 flow cytometer / cell sorter was purchased in 1986 and provided both cell sorting and analytical capabilities until the FACScan purchase in 1992. The instrument was retired in 1999 and provided a tremendous service in terms of cell sorting until that time |  | Unknown | Unknown | Unknown
Veterinary Medicine | N/A | 3D Printing and Regenerative Medicine Laboratory | https://www.lsu.edu/vetmed/3dprinting_regenerative_medicine/index.php | The laboratory of 3D printing and Regenerative medicine is focused on the design and development of new alternatives to standard treatment solutions. There are different areas of research on which we are currently working: 3D printing of custom devices, 3D bio-printing of a new drug delivery system, and evaluation of the Platelet-Rich Plasma in regenerative medicine. To inquire about collaborating with us please contact us via email for scheduling | N/A | N/A |  | Unknown | Unknown | Unknown
Veterinary Medicine | N/A | Biological Safety Laboratory – Level 3 | https://www.lsu.edu/ehs/research-safety/biological-safety/ | This facility (approximately 1,200 sq.ft.) is available for multiple faculty use and is managed by the LSU SVM Biosafety Committee and LSU Biosafety Office. Renovated in 2009, it is a fully equipped and self-contained laboratory suitable to conduct high containment infection experiments In vitro, with small animals (ABSL-3), and in arthropod vectors (ACL-3). The suite contains two class 11 B2 and one class 11 A2 biological safety cabinets, two glove boxes, two environmental chambers, two animal microisolator units with individual cage HEPA filtered supply and exhaust air, two dual-chamber C02 incubators, centrifuges (including an ultra-speed), bright field and inverted microscopes, water baths, refrigerators, freezers, balance, pH meter and computer. The laboratory is certified and registered with the CDC and USDA for select agent work. As such, all users must complete a biological safety and security training program and clear a background check before being authorized to use the facility.” | N/A | N/A |  | Unknown | Unknown | Unknown
Veterinary Medicine | N/A | Statistical Services Unit | https://itservice.lsu.edu/TDClient/30/Portal/Requests/ServiceDet?ID=683 | The School of Veterinary Medicine relies on its Statistical Services Unit (SSU) to assist SVM researchers throughout the process of collecting, summarizing and analyzing data. | N/A | N/A |  | Xue Wen | xwen12@lsu.edu | 89419
Veterinary Medicine | Equine Health Studies Program (EHSP) | Laboratory for Equine and Comparative Orthopedic Research | https://www.lsu.edu/vetmed/lecor/index.php | Laboratory for Equine and Comparative Orthopedic Research is a multifaced, state of the art laboratory for the study of orthopedic injury and disease. The EHSP and the equine clinic at the LSU Veterinary Teaching Hospital supports the mission by providing state-of-the-art diagnostic and therapeutic solutions for critically ill and injured horses in Louisiana and the surrounding region. Known for its incredible variety and diversity, Louisiana boasts a rich multi-disciplined equine industry, which is embraced by the EHSP team. Horses with different backgrounds and levels of training are all welcomed by a Board-Certified team of veterinarians, technicians and caretakers. | Biomechanics | Two materials testing systems are available within the LECOR. They are used for mechanical testing of medical devices and materials. Several devices designed and tested in the laboratory have received patents. The GraftGrab, a device to fix soft tissue to bone for anterior cruciate ligament reconstruction surgery, was recently patented by LSU. Current studies include testing devices to repair broken bones in horses and humans. The Graft Grab is licensed to Tesa Medical, Inc. |  | Unknown | Unknown | Unknown
Veterinary Medicine | Equine Health Studies Program (EHSP) | Laboratory for Equine and Comparative Orthopedic Research | https://www.lsu.edu/vetmed/lecor/index.php | Laboratory for Equine and Comparative Orthopedic Research is a multifaced, state of the art laboratory for the study of orthopedic injury and disease. The EHSP and the equine clinic at the LSU Veterinary Teaching Hospital supports the mission by providing state-of-the-art diagnostic and therapeutic solutions for critically ill and injured horses in Louisiana and the surrounding region. Known for its incredible variety and diversity, Louisiana boasts a rich multi-disciplined equine industry, which is embraced by the EHSP team. Horses with different backgrounds and levels of training are all welcomed by a Board-Certified team of veterinarians, technicians and caretakers. | Cell/Tissue Culture for Tissue Regeneration | Tissue regeneration with stem cells is a major focus in the laboratory. There are a number of ongoing investigations to determine the properties of different stem cells and to select the best stem cell/carrier combinations to grow tissues like bone, ligament and cartilage. Members of the laboratory are also studying differences in stem cells from species like the horse and cat. This information is important to develop stem cell therapies for the repair of tissue damaged by injury or disease. |  | Unknown | Unknown | Unknown
Veterinary Medicine | Equine Health Studies Program (EHSP) | Laboratory for Equine and Comparative Orthopedic Research | https://www.lsu.edu/vetmed/lecor/index.php | Laboratory for Equine and Comparative Orthopedic Research is a multifaced, state of the art laboratory for the study of orthopedic injury and disease. The EHSP and the equine clinic at the LSU Veterinary Teaching Hospital supports the mission by providing state-of-the-art diagnostic and therapeutic solutions for critically ill and injured horses in Louisiana and the surrounding region. Known for its incredible variety and diversity, Louisiana boasts a rich multi-disciplined equine industry, which is embraced by the EHSP team. Horses with different backgrounds and levels of training are all welcomed by a Board-Certified team of veterinarians, technicians and caretakers. | N/A | N/A |  | Unknown | Unknown | Unknown
Veterinary Medicine | N/A | Laboratory for Equine & Comparative Orthopedic Research (LECOR) | https://www.lsu.edu/vetmed/lecor/index.php | The Laboratory for Equine and Comparative Orthopedic Research is a multifaceted, state of the art laboratory for the study of orthopedic injury and disease. Areas in the laboratory are dedicated to various kinds of testing including microstructure, gene expression, cell/tissue culture, mechanical properties and motion analysis.The wide range of research in the LECOR supports a variety of opportunities for graduate students and research trainees at all levels. | N/A | N/A |  | Mandi Lopez | mlopez@lsu.edu | 89551
Veterinary Medicine | Equine Health Studies Program (EHSP) | Laboratory for Equine and Comparative Orthopedic Research | https://www.lsu.edu/vetmed/lecor/index.php | Laboratory for Equine and Comparative Orthopedic Research is a multifaced, state of the art laboratory for the study of orthopedic injury and disease. The EHSP and the equine clinic at the LSU Veterinary Teaching Hospital supports the mission by providing state-of-the-art diagnostic and therapeutic solutions for critically ill and injured horses in Louisiana and the surrounding region. Known for its incredible variety and diversity, Louisiana boasts a rich multi-disciplined equine industry, which is embraced by the EHSP team. Horses with different backgrounds and levels of training are all welcomed by a Board-Certified team of veterinarians, technicians and caretakers. | Laminitis and Stem Cells | The laminitis project is about characterizing equine hoof laminar progenitor cells from normal and laminitic hooves. Involved assays are cell doubling assays, differentiation assays, qRT-PCR, flow cytometry, transmission electron microscopy (TEM) and Scanning electron microscopy (SEM) assays. We found those cells share similar in vitro cell expansion and plasticity with other reported progenitor cells and they present both ectodermal and mesodermal characteristics. |  | Unknown | Unknown | Unknown
Veterinary Medicine | Equine Health Studies Program (EHSP) | Laboratory for Equine and Comparative Orthopedic Research | https://www.lsu.edu/vetmed/lecor/index.php | Laboratory for Equine and Comparative Orthopedic Research is a multifaced, state of the art laboratory for the study of orthopedic injury and disease. The EHSP and the equine clinic at the LSU Veterinary Teaching Hospital supports the mission by providing state-of-the-art diagnostic and therapeutic solutions for critically ill and injured horses in Louisiana and the surrounding region. Known for its incredible variety and diversity, Louisiana boasts a rich multi-disciplined equine industry, which is embraced by the EHSP team. Horses with different backgrounds and levels of training are all welcomed by a Board-Certified team of veterinarians, technicians and caretakers. | Motion Analysis | The LECOR is one of a handful of laboratories in the United States that has the ability to perform comprehensive motion analysis in multiple species, including the horse. This allows laboratory members to test different ways to reduce pain from conditions like osteoarthritis and navicular disease. Various medicines, shoeing techniques and integrative medicine approaches are tested to determine how well they reduce lameness and restore normal gait. We are also working on a computer program to match horses with riders for physical therapy by determining the amount of force horses transfer to the rider as they move. We used a three-dimensional motion analyzer system to quantify wrist extension, radial-ulnar deviation and range of motion using digital devices and compared them to their traditional counterparts, in dominant and non-dominant hands of male and female professionals. |  | Unknown | Unknown | Unknown
Veterinary Medicine | Equine Health Studies Program (EHSP) | Laboratory for Equine and Comparative Orthopedic Research | https://www.lsu.edu/vetmed/lecor/index.php | Laboratory for Equine and Comparative Orthopedic Research is a multifaced, state of the art laboratory for the study of orthopedic injury and disease. The EHSP and the equine clinic at the LSU Veterinary Teaching Hospital supports the mission by providing state-of-the-art diagnostic and therapeutic solutions for critically ill and injured horses in Louisiana and the surrounding region. Known for its incredible variety and diversity, Louisiana boasts a rich multi-disciplined equine industry, which is embraced by the EHSP team. Horses with different backgrounds and levels of training are all welcomed by a Board-Certified team of veterinarians, technicians and caretakers. | Pancreatic Differentiation Beads | Establishment of pancreatic islet from feline reproductive organ-derived mesenchymal cells. Magnetic beads were embedded within pancreatic islet to limit mobilization and allow tracking following implantation. |  | Unknown | Unknown | Unknown

## CAMD
LSU Facilities and Equipment
College/Office | School/Department (if applicable) | Facility/Laboratory | Facility/Laboratory Link | Facility/Laboratory Description | Equipment/Process Name | Equipment/Process Description | Cost Center? | Contact Name | Contact Email | Contact Phone Number
Office of Research & Economic Development | N/A | Center for Advanced Microstructures and Devices (CAMD) | https://www.lsu.edu/camd/ | CAMD is a 1.3 GeV synchrotron for materials characterization and microstructure fabrication. Includes LSU Nanofabrication Facility (NFF)/CAMD Cleanroom Service Center. | Port 1A (IR) Infrared Spectroscopy | This is a Nicolet FT-IR with an energy range of 400–11700 cm-1. This beamline is useful for identifying chemical or biological compounds via their vibrational excitations. | Yes | Orhan Kizilkaya | orhan@lsu.edu | 225-578-0325
Office of Research & Economic Development | N/A | Center for Advanced Microstructures and Devices (CAMD) | https://www.lsu.edu/camd/ | CAMD is a 1.3 GeV synchrotron for materials characterization and microstructure fabrication. Includes LSU Nanofabrication Facility (NFF)/CAMD Cleanroom Service Center. | Port 1B (DPC) Diagnostic Pinhole Camera | Diagnostic Pinhole Camera - useful for visualizing the synchrotron electron beam | Yes | Daren Launey | dlaune2@lsu.edu | 225-578-9945
Office of Research & Economic Development | N/A | Center for Advanced Microstructures and Devices (CAMD) | https://www.lsu.edu/camd/ | CAMD is a 1.3 GeV synchrotron for materials characterization and microstructure fabrication. Includes LSU Nanofabrication Facility (NFF)/CAMD Cleanroom Service Center. | Port 2A White Light | This beamline provides a direct exposure to the full CAMD spectrum for producing radiation-induced effects in materials. | Yes | Daren Launey | dlaune2@lsu.edu | 225-578-9945
Office of Research & Economic Development | N/A | Center for Advanced Microstructures and Devices (CAMD) | https://www.lsu.edu/camd/ | CAMD is a 1.3 GeV synchrotron for materials characterization and microstructure fabrication. Includes LSU Nanofabrication Facility (NFF)/CAMD Cleanroom Service Center. | Port 3A1 (WS-DCM) Wavelength Shifter (WS) Double-Crystal Monochromator | This insertion device (3T wavelength shifter) beamline enables elemental and chemical compound determinations via XAS absorption, transmission, fluorescence, electron yield, XANES and EXAFS with an energy range of 7 - 18 keV | Yes | Amitava Roy | reroy@lsu.edu | 225-578-6706
Office of Research & Economic Development | N/A | Center for Advanced Microstructures and Devices (CAMD) | https://www.lsu.edu/camd/ | CAMD is a 1.3 GeV synchrotron for materials characterization and microstructure fabrication. Includes LSU Nanofabrication Facility (NFF)/CAMD Cleanroom Service Center. | Port 3A2 (WS-XRD) Wavelength Shifter (WS) X-ray Diffraction | This insertion device (3T wavelength shifter) beamline enables X-ray diffraction of materials under reaction/processing conditions in environmental cells. | Yes | Frank McKay | fmckay1@lsu.edu | 225-578-2261
Office of Research & Economic Development | N/A | Center for Advanced Microstructures and Devices (CAMD) | https://www.lsu.edu/camd/ | CAMD is a 1.3 GeV synchrotron for materials characterization and microstructure fabrication. Includes LSU Nanofabrication Facility (NFF)/CAMD Cleanroom Service Center. | Port 3A3 (WS-SAXS) Wavelength Shifter (WS) SAXS, WAXS, GISAXS | This insertion device (3T wavelength shifter) beamline enables small (wide) angle X-ray scattering as well as grazing incidence SAXS in an enviromental chamber using a commercial XENOCS instrument. It is optimized for 11.9 keV photons. | Yes | Miriam Siebenburger | msiebenbuerger@lsu.edu | 225-578-0356
Office of Research & Economic Development | N/A | Center for Advanced Microstructures and Devices (CAMD) | https://www.lsu.edu/camd/ | CAMD is a 1.3 GeV synchrotron for materials characterization and microstructure fabrication. Includes LSU Nanofabrication Facility (NFF)/CAMD Cleanroom Service Center. | Port 3B1 (3m-NIM) 3m Normal Incidence Monochromator | This beamline is instrumented with a 200 mm Scienta hemispherical electron energy analyzer with a photon energy range of 9-28 eV for angle-resolved photoemission (ARUPS) and includes LEED and a side chamber for thin-film evaporation. | Yes | Orhan Kizilkaya | orhan@lsu.edu | 225-578-0325
Office of Research & Economic Development | N/A | Center for Advanced Microstructures and Devices (CAMD) | https://www.lsu.edu/camd/ | CAMD is a 1.3 GeV synchrotron for materials characterization and microstructure fabrication. Includes LSU Nanofabrication Facility (NFF)/CAMD Cleanroom Service Center. | Port 3B1 (3m-NIM) 3m Normal Incidence Monochromator Second Tail | The second tail of the NIM is instrumented for photoionization studies in the range of 9-28 eV and can be used as an alternative to the Scienta endstation. | Yes | Orhan Kizilkaya | orhan@lsu.edu | 225-578-0325
Office of Research & Economic Development | N/A | Center for Advanced Microstructures and Devices (CAMD) | https://www.lsu.edu/camd/ | CAMD is a 1.3 GeV synchrotron for materials characterization and microstructure fabrication. Includes LSU Nanofabrication Facility (NFF)/CAMD Cleanroom Service Center. | Port 4A (VLSPGM) Variable Line-Spaced Plane Grating Monochromator | This beamline provides photons from 200 eV - 1.2 keV and has multiple endstations that can be used for ARUPS, synchrotron XPS, soft X-ray XAS, NEXAFS. This is particularly useful for the L & M shells of the first row of transition-metal elements. | Yes | Orhan Kizilkaya | orhan@lsu.edu | 225-578-0325
Office of Research & Economic Development | N/A | Center for Advanced Microstructures and Devices (CAMD) | https://www.lsu.edu/camd/ | CAMD is a 1.3 GeV synchrotron for materials characterization and microstructure fabrication. Includes LSU Nanofabrication Facility (NFF)/CAMD Cleanroom Service Center. | Port 4B (5m TGM) 5m Toroidal Grating Monochromator | This beamline provides photons from 20 - 300 eV with a surface-science endstation that includes a 150mm Omicron hemispherical electron energy analyzer, LEED and a thin-film prep side chamber. | Yes | Orhan Kizilkaya | orhan@lsu.edu | 225-578-0325
Office of Research & Economic Development | N/A | Center for Advanced Microstructures and Devices (CAMD) | https://www.lsu.edu/camd/ | CAMD is a 1.3 GeV synchrotron for materials characterization and microstructure fabrication. Includes LSU Nanofabrication Facility (NFF)/CAMD Cleanroom Service Center. | Port 5A1 (MPW Biomed/Tomo) 7.5T Multipole Wiggler | This beamline provides photons from 35-60 keV and is instrumented for cell irradiation, tomography with 2.5 µm resolution and X-ray phase contrast imaging. | Yes | Kyungmin Ham | kham1@lsu.edu | 225-578-9318
Office of Research & Economic Development | N/A | Center for Advanced Microstructures and Devices (CAMD) | https://www.lsu.edu/camd/ | CAMD is a 1.3 GeV synchrotron for materials characterization and microstructure fabrication. Includes LSU Nanofabrication Facility (NFF)/CAMD Cleanroom Service Center. | Port 5A2 (MMX) 7.5T Multipole Wiggler Macromolecular Crystallography | A 7 - 17.5 keV beamline that is used for both X-ray diffraction as well as XAS/XRF/XANES studies. It is possible to reconfigure the endstation for user-customized experiments. | Yes | Amitava Roy | reroy@lsu.edu | 225-578-6706
Office of Research & Economic Development | N/A | Center for Advanced Microstructures and Devices (CAMD) | https://www.lsu.edu/camd/ | CAMD is a 1.3 GeV synchrotron for materials characterization and microstructure fabrication. Includes LSU Nanofabrication Facility (NFF)/CAMD Cleanroom Service Center. | Port 5A3 (MPW-HEXAS) 7.5T MPW High Energy X-ray Absorption Spectroscopy | A 4.5 - 30 keV beamline that is used for X-ray absorption spectroscopies including XAS transmission, fluorescence, XANES and EXAFS. | Yes | Amitava Roy | reroy@lsu.edu | 225-578-6706
Office of Research & Economic Development | N/A | Center for Advanced Microstructures and Devices (CAMD) | https://www.lsu.edu/camd/ | CAMD is a 1.3 GeV synchrotron for materials characterization and microstructure fabrication. Includes LSU Nanofabrication Facility (NFF)/CAMD Cleanroom Service Center. | Port 5B (DCM) Double-Crystal Monochromator | A 1.7 - 11 keV beamline that is used for X-ray absorption spectroscopies including XAS transmission, fluorescence, XANES and EXAFS. | Yes | Amitava Roy | reroy@lsu.edu | 225-578-6706
Office of Research & Economic Development | N/A | Center for Advanced Microstructures and Devices (CAMD) | https://www.lsu.edu/camd/ | CAMD is a 1.3 GeV synchrotron for materials characterization and microstructure fabrication. Includes LSU Nanofabrication Facility (NFF)/CAMD Cleanroom Service Center. | Port 6A (DCM/LEXAS) Double-Crystal Monochromator | A 0.2 - 1.2 keV keV Low-Energy X-ray Spectroscopy beamline that is used for XAS transmission, fluorescence, XANES and EXAFS. | Yes | Amitava Roy | reroy@lsu.edu | 225-578-6706
Office of Research & Economic Development | N/A | Center for Advanced Microstructures and Devices (CAMD) | https://www.lsu.edu/camd/ | CAMD is a 1.3 GeV synchrotron for materials characterization and microstructure fabrication. Includes LSU Nanofabrication Facility (NFF)/CAMD Cleanroom Service Center. | Q600 SDT | Differentia Scanning Calorimeter / Thermal Gravitational Analyzer to measure heat flow and weight changes in materials as a function of temperature. | Yes | Amitava Roy | reroy@lsu.edu | 225-578-6706
Office of Research & Economic Development | N/A | Center for Advanced Microstructures and Devices (CAMD) | https://www.lsu.edu/camd/ | CAMD is a 1.3 GeV synchrotron for materials characterization and microstructure fabrication. Includes LSU Nanofabrication Facility (NFF)/CAMD Cleanroom Service Center. | N/A | N/A | Yes | Caryl Boyet | cdboyet@lsu.edu | 225-578-9357
Office of Research & Economic Development | N/A | Center for Advanced Microstructures and Devices (CAMD) | https://www.lsu.edu/camd/ | CAMD is a 1.3 GeV synchrotron for materials characterization and microstructure fabrication. Includes LSU Nanofabrication Facility (NFF)/CAMD Cleanroom Service Center. | N/A | N/A | Yes | Need Information | Need Information | Need Information

## LA Geo Survey
LSU Facilities and Equipment
College/Office | School/Department (if applicable) | Facility/Laboratory | Facility/Laboratory Link | Facility/Laboratory Description | Equipment/Process Name | Equipment/Process Description | Cost Center? | Contact Name | Contact Email | Contact Phone Number
Office of Research & Economic Development | N/A | Louisiana Geological Survey | https://www.lsu.edu/lgs/ | The purpose of the Louisiana Geological Survey is to 1) develop, interpret and provide information describing the characteristics and distribution of Louisiana’s energy, mineral, water, and environmental resources, with special efforts being applied to research into the habitat of hydrocarbons and their environmentally safe extraction for commercial purposes; 2) interpret and describe the processes and natural, geologic and environmental hazards that affect the land, rivers, and coast; provide this information, through publications, open file reports, presentations and educational programs, to those interested in or involved with the state’s resources, including decision makers, scientists, government officials, industry, especially to Louisiana’s independent oil and gas producers, thereby enabling more economically efficient oil and gas exploration and production, and the public; 3) take actions leading to the development of resources for the benefit of the economy of the state and to the protection of the state and its people from natural, geological and environmental hazards. The goal of the Louisiana Geological Survey is to benefit the state of Louisiana by 1) encouraging the economic development of the natural resources of the state; 2) protecting the state and its citizens from natural, geological and environmental hazards; 3) insuring the effective transfer of geological and oil and gas information; 4) producing geologic maps, geologic bulletins, water resources bulletins and similar publications as are typical of most other state geologic surveys in the country. | LGS Motorpool | Needs description | Yes | Need Information | Need Information | Need Information
Office of Research & Economic Development | N/A | Louisiana Geological Survey | https://www.lsu.edu/lgs/ | The purpose of the Louisiana Geological Survey is to 1) develop, interpret and provide information describing the characteristics and distribution of Louisiana’s energy, mineral, water, and environmental resources, with special efforts being applied to research into the habitat of hydrocarbons and their environmentally safe extraction for commercial purposes; 2) interpret and describe the processes and natural, geologic and environmental hazards that affect the land, rivers, and coast; provide this information, through publications, open file reports, presentations and educational programs, to those interested in or involved with the state’s resources, including decision makers, scientists, government officials, industry, especially to Louisiana’s independent oil and gas producers, thereby enabling more economically efficient oil and gas exploration and production, and the public; 3) take actions leading to the development of resources for the benefit of the economy of the state and to the protection of the state and its people from natural, geological and environmental hazards. The goal of the Louisiana Geological Survey is to benefit the state of Louisiana by 1) encouraging the economic development of the natural resources of the state; 2) protecting the state and its citizens from natural, geological and environmental hazards; 3) insuring the effective transfer of geological and oil and gas information; 4) producing geologic maps, geologic bulletins, water resources bulletins and similar publications as are typical of most other state geologic surveys in the country. | LGS Service Lab | Needs description | Yes | Need Information | Need Information | Need Information

## AMAC
LSU Facilities and Equipment
College/Office | School/Department (if applicable) | Facility/Laboratory | Facility/Laboratory Link | Facility/Laboratory Description | Equipment/Process Name | Equipment/Process Description | Cost Center? | Contact Name | Contact Email | Contact Phone Number
Office of Research & Economic Development | N/A | Advanced Microscopy and Analytical Core (AMAC) | https://lsu.edu/amac/index.php/index.php | The Advanced Microscopy and Analytical Core (AMAC) is a university-wide Unit managed by the LSU Office of Research & Economic Development (ORED) housed in the LSU Chemistry and Materials Building. AMAC hosts state-of-the-art equipment for Light and Fluorescence Microscopy, Electron Beam Microscopy and Microanalysis, X-ray Spectroscopy, and sample preparation. The facility is staffed by an experienced group of dedicated and professional research specialists. AMAC provides material characterization, image acquisition, and elemental analysis for resolving complex problems across many scientific and engineering disciplines including Materials Science and Engineering, Chemistry, Life Sciences, Bioengineering, Agriculture, Food Sciences, Geology, and Environmental Sciences. | Transmission Electron Microscopy (TEM) | Needs description | Yes | Need Information | Need Information | Need Information
Office of Research & Economic Development | N/A | Advanced Microscopy and Analytical Core (AMAC) | https://lsu.edu/amac/index.php/index.php | The Advanced Microscopy and Analytical Core (AMAC) is a university-wide Unit managed by the LSU Office of Research & Economic Development (ORED) housed in the LSU Chemistry and Materials Building. AMAC hosts state-of-the-art equipment for Light and Fluorescence Microscopy, Electron Beam Microscopy and Microanalysis, X-ray Spectroscopy, and sample preparation. The facility is staffed by an experienced group of dedicated and professional research specialists. AMAC provides material characterization, image acquisition, and elemental analysis for resolving complex problems across many scientific and engineering disciplines including Materials Science and Engineering, Chemistry, Life Sciences, Bioengineering, Agriculture, Food Sciences, Geology, and Environmental Sciences. | JEOL JEM-2011 200kV TEM/STEM with EDAX EDS | Needs description | Yes | Need Information | Need Information | Need Information
Office of Research & Economic Development | N/A | Advanced Microscopy and Analytical Core (AMAC) | https://lsu.edu/amac/index.php/index.php | The Advanced Microscopy and Analytical Core (AMAC) is a university-wide Unit managed by the LSU Office of Research & Economic Development (ORED) housed in the LSU Chemistry and Materials Building. AMAC hosts state-of-the-art equipment for Light and Fluorescence Microscopy, Electron Beam Microscopy and Microanalysis, X-ray Spectroscopy, and sample preparation. The facility is staffed by an experienced group of dedicated and professional research specialists. AMAC provides material characterization, image acquisition, and elemental analysis for resolving complex problems across many scientific and engineering disciplines including Materials Science and Engineering, Chemistry, Life Sciences, Bioengineering, Agriculture, Food Sciences, Geology, and Environmental Sciences. | JEOL JEM-1400 Cryo-Bio 120kV TEM | Needs description | Yes | Need Information | Need Information | Need Information
Office of Research & Economic Development | N/A | Advanced Microscopy and Analytical Core (AMAC) | https://lsu.edu/amac/index.php/index.php | The Advanced Microscopy and Analytical Core (AMAC) is a university-wide Unit managed by the LSU Office of Research & Economic Development (ORED) housed in the LSU Chemistry and Materials Building. AMAC hosts state-of-the-art equipment for Light and Fluorescence Microscopy, Electron Beam Microscopy and Microanalysis, X-ray Spectroscopy, and sample preparation. The facility is staffed by an experienced group of dedicated and professional research specialists. AMAC provides material characterization, image acquisition, and elemental analysis for resolving complex problems across many scientific and engineering disciplines including Materials Science and Engineering, Chemistry, Life Sciences, Bioengineering, Agriculture, Food Sciences, Geology, and Environmental Sciences. | Scanning Electron Microscopy (SEM) | Needs description | Yes | Need Information | Need Information | Need Information
Office of Research & Economic Development | N/A | Advanced Microscopy and Analytical Core (AMAC) | https://lsu.edu/amac/index.php/index.php | The Advanced Microscopy and Analytical Core (AMAC) is a university-wide Unit managed by the LSU Office of Research & Economic Development (ORED) housed in the LSU Chemistry and Materials Building. AMAC hosts state-of-the-art equipment for Light and Fluorescence Microscopy, Electron Beam Microscopy and Microanalysis, X-ray Spectroscopy, and sample preparation. The facility is staffed by an experienced group of dedicated and professional research specialists. AMAC provides material characterization, image acquisition, and elemental analysis for resolving complex problems across many scientific and engineering disciplines including Materials Science and Engineering, Chemistry, Life Sciences, Bioengineering, Agriculture, Food Sciences, Geology, and Environmental Sciences. | JEOL JSM-6610LV SEM with EDAX EDS system | Needs description | Yes | Need Information | Need Information | Need Information
Office of Research & Economic Development | N/A | Advanced Microscopy and Analytical Core (AMAC) | https://lsu.edu/amac/index.php/index.php | The Advanced Microscopy and Analytical Core (AMAC) is a university-wide Unit managed by the LSU Office of Research & Economic Development (ORED) housed in the LSU Chemistry and Materials Building. AMAC hosts state-of-the-art equipment for Light and Fluorescence Microscopy, Electron Beam Microscopy and Microanalysis, X-ray Spectroscopy, and sample preparation. The facility is staffed by an experienced group of dedicated and professional research specialists. AMAC provides material characterization, image acquisition, and elemental analysis for resolving complex problems across many scientific and engineering disciplines including Materials Science and Engineering, Chemistry, Life Sciences, Bioengineering, Agriculture, Food Sciences, Geology, and Environmental Sciences. | Focused Ion Beam System (FIB) | Needs description | Yes | Need Information | Need Information | Need Information
Office of Research & Economic Development | N/A | Advanced Microscopy and Analytical Core (AMAC) | https://lsu.edu/amac/index.php/index.php | The Advanced Microscopy and Analytical Core (AMAC) is a university-wide Unit managed by the LSU Office of Research & Economic Development (ORED) housed in the LSU Chemistry and Materials Building. AMAC hosts state-of-the-art equipment for Light and Fluorescence Microscopy, Electron Beam Microscopy and Microanalysis, X-ray Spectroscopy, and sample preparation. The facility is staffed by an experienced group of dedicated and professional research specialists. AMAC provides material characterization, image acquisition, and elemental analysis for resolving complex problems across many scientific and engineering disciplines including Materials Science and Engineering, Chemistry, Life Sciences, Bioengineering, Agriculture, Food Sciences, Geology, and Environmental Sciences. | FEI Quanta 3D with EDAX EBSD and EDS systems | Needs description | Yes | Need Information | Need Information | Need Information
Office of Research & Economic Development | N/A | Advanced Microscopy and Analytical Core (AMAC) | https://lsu.edu/amac/index.php/index.php | The Advanced Microscopy and Analytical Core (AMAC) is a university-wide Unit managed by the LSU Office of Research & Economic Development (ORED) housed in the LSU Chemistry and Materials Building. AMAC hosts state-of-the-art equipment for Light and Fluorescence Microscopy, Electron Beam Microscopy and Microanalysis, X-ray Spectroscopy, and sample preparation. The facility is staffed by an experienced group of dedicated and professional research specialists. AMAC provides material characterization, image acquisition, and elemental analysis for resolving complex problems across many scientific and engineering disciplines including Materials Science and Engineering, Chemistry, Life Sciences, Bioengineering, Agriculture, Food Sciences, Geology, and Environmental Sciences. | FEI Helio G4 PFIB/SEM with Oxford EBSD and EDS systems (to be installed) | Needs description | Yes | Need Information | Need Information | Need Information
Office of Research & Economic Development | N/A | Advanced Microscopy and Analytical Core (AMAC) | https://lsu.edu/amac/index.php/index.php | The Advanced Microscopy and Analytical Core (AMAC) is a university-wide Unit managed by the LSU Office of Research & Economic Development (ORED) housed in the LSU Chemistry and Materials Building. AMAC hosts state-of-the-art equipment for Light and Fluorescence Microscopy, Electron Beam Microscopy and Microanalysis, X-ray Spectroscopy, and sample preparation. The facility is staffed by an experienced group of dedicated and professional research specialists. AMAC provides material characterization, image acquisition, and elemental analysis for resolving complex problems across many scientific and engineering disciplines including Materials Science and Engineering, Chemistry, Life Sciences, Bioengineering, Agriculture, Food Sciences, Geology, and Environmental Sciences. | Electron Probe Microanalyzer (EPMA) | Needs description | Yes | Need Information | Need Information | Need Information
Office of Research & Economic Development | N/A | Advanced Microscopy and Analytical Core (AMAC) | https://lsu.edu/amac/index.php/index.php | The Advanced Microscopy and Analytical Core (AMAC) is a university-wide Unit managed by the LSU Office of Research & Economic Development (ORED) housed in the LSU Chemistry and Materials Building. AMAC hosts state-of-the-art equipment for Light and Fluorescence Microscopy, Electron Beam Microscopy and Microanalysis, X-ray Spectroscopy, and sample preparation. The facility is staffed by an experienced group of dedicated and professional research specialists. AMAC provides material characterization, image acquisition, and elemental analysis for resolving complex problems across many scientific and engineering disciplines including Materials Science and Engineering, Chemistry, Life Sciences, Bioengineering, Agriculture, Food Sciences, Geology, and Environmental Sciences. | JEOL JSX-8230 EPMA with 3 WDS spectrometers and EDS system | Needs description | Yes | Need Information | Need Information | Need Information
Office of Research & Economic Development | N/A | Advanced Microscopy and Analytical Core (AMAC) | https://lsu.edu/amac/index.php/index.php | The Advanced Microscopy and Analytical Core (AMAC) is a university-wide Unit managed by the LSU Office of Research & Economic Development (ORED) housed in the LSU Chemistry and Materials Building. AMAC hosts state-of-the-art equipment for Light and Fluorescence Microscopy, Electron Beam Microscopy and Microanalysis, X-ray Spectroscopy, and sample preparation. The facility is staffed by an experienced group of dedicated and professional research specialists. AMAC provides material characterization, image acquisition, and elemental analysis for resolving complex problems across many scientific and engineering disciplines including Materials Science and Engineering, Chemistry, Life Sciences, Bioengineering, Agriculture, Food Sciences, Geology, and Environmental Sciences. | Fluorescent and Brightfield Light Microscopy | Needs description | Yes | Need Information | Need Information | Need Information
Office of Research & Economic Development | N/A | Advanced Microscopy and Analytical Core (AMAC) | https://lsu.edu/amac/index.php/index.php | The Advanced Microscopy and Analytical Core (AMAC) is a university-wide Unit managed by the LSU Office of Research & Economic Development (ORED) housed in the LSU Chemistry and Materials Building. AMAC hosts state-of-the-art equipment for Light and Fluorescence Microscopy, Electron Beam Microscopy and Microanalysis, X-ray Spectroscopy, and sample preparation. The facility is staffed by an experienced group of dedicated and professional research specialists. AMAC provides material characterization, image acquisition, and elemental analysis for resolving complex problems across many scientific and engineering disciplines including Materials Science and Engineering, Chemistry, Life Sciences, Bioengineering, Agriculture, Food Sciences, Geology, and Environmental Sciences. | Leica TCS SP8 Confocal Microscope with White Light Laser system | Needs description | Yes | Need Information | Need Information | Need Information
Office of Research & Economic Development | N/A | Advanced Microscopy and Analytical Core (AMAC) | https://lsu.edu/amac/index.php/index.php | The Advanced Microscopy and Analytical Core (AMAC) is a university-wide Unit managed by the LSU Office of Research & Economic Development (ORED) housed in the LSU Chemistry and Materials Building. AMAC hosts state-of-the-art equipment for Light and Fluorescence Microscopy, Electron Beam Microscopy and Microanalysis, X-ray Spectroscopy, and sample preparation. The facility is staffed by an experienced group of dedicated and professional research specialists. AMAC provides material characterization, image acquisition, and elemental analysis for resolving complex problems across many scientific and engineering disciplines including Materials Science and Engineering, Chemistry, Life Sciences, Bioengineering, Agriculture, Food Sciences, Geology, and Environmental Sciences. | Leica DM6B Upright Fluorescence Microscope | Needs description | Yes | Need Information | Need Information | Need Information
Office of Research & Economic Development | N/A | Advanced Microscopy and Analytical Core (AMAC) | https://lsu.edu/amac/index.php/index.php | The Advanced Microscopy and Analytical Core (AMAC) is a university-wide Unit managed by the LSU Office of Research & Economic Development (ORED) housed in the LSU Chemistry and Materials Building. AMAC hosts state-of-the-art equipment for Light and Fluorescence Microscopy, Electron Beam Microscopy and Microanalysis, X-ray Spectroscopy, and sample preparation. The facility is staffed by an experienced group of dedicated and professional research specialists. AMAC provides material characterization, image acquisition, and elemental analysis for resolving complex problems across many scientific and engineering disciplines including Materials Science and Engineering, Chemistry, Life Sciences, Bioengineering, Agriculture, Food Sciences, Geology, and Environmental Sciences. | Zeiss SteREO Lumar V.12 Inverted Fluorescence Microscope | Needs description | Yes | Need Information | Need Information | Need Information
Office of Research & Economic Development | N/A | Advanced Microscopy and Analytical Core (AMAC) | https://lsu.edu/amac/index.php/index.php | The Advanced Microscopy and Analytical Core (AMAC) is a university-wide Unit managed by the LSU Office of Research & Economic Development (ORED) housed in the LSU Chemistry and Materials Building. AMAC hosts state-of-the-art equipment for Light and Fluorescence Microscopy, Electron Beam Microscopy and Microanalysis, X-ray Spectroscopy, and sample preparation. The facility is staffed by an experienced group of dedicated and professional research specialists. AMAC provides material characterization, image acquisition, and elemental analysis for resolving complex problems across many scientific and engineering disciplines including Materials Science and Engineering, Chemistry, Life Sciences, Bioengineering, Agriculture, Food Sciences, Geology, and Environmental Sciences. | Olympus IX81 Inverted Fluorescence Microscope | Needs description | Yes | Need Information | Need Information | Need Information
Office of Research & Economic Development | N/A | Advanced Microscopy and Analytical Core (AMAC) | https://lsu.edu/amac/index.php/index.php | The Advanced Microscopy and Analytical Core (AMAC) is a university-wide Unit managed by the LSU Office of Research & Economic Development (ORED) housed in the LSU Chemistry and Materials Building. AMAC hosts state-of-the-art equipment for Light and Fluorescence Microscopy, Electron Beam Microscopy and Microanalysis, X-ray Spectroscopy, and sample preparation. The facility is staffed by an experienced group of dedicated and professional research specialists. AMAC provides material characterization, image acquisition, and elemental analysis for resolving complex problems across many scientific and engineering disciplines including Materials Science and Engineering, Chemistry, Life Sciences, Bioengineering, Agriculture, Food Sciences, Geology, and Environmental Sciences. | Leica Thunder Imager Model Organism | Needs description | Yes | Need Information | Need Information | Need Information
Office of Research & Economic Development | N/A | Advanced Microscopy and Analytical Core (AMAC) | https://lsu.edu/amac/index.php/index.php | The Advanced Microscopy and Analytical Core (AMAC) is a university-wide Unit managed by the LSU Office of Research & Economic Development (ORED) housed in the LSU Chemistry and Materials Building. AMAC hosts state-of-the-art equipment for Light and Fluorescence Microscopy, Electron Beam Microscopy and Microanalysis, X-ray Spectroscopy, and sample preparation. The facility is staffed by an experienced group of dedicated and professional research specialists. AMAC provides material characterization, image acquisition, and elemental analysis for resolving complex problems across many scientific and engineering disciplines including Materials Science and Engineering, Chemistry, Life Sciences, Bioengineering, Agriculture, Food Sciences, Geology, and Environmental Sciences. | Zeiss System 7 Light Sheet (to be installed) | Needs description | Yes | Need Information | Need Information | Need Information
Office of Research & Economic Development | N/A | Advanced Microscopy and Analytical Core (AMAC) | https://lsu.edu/amac/index.php/index.php | The Advanced Microscopy and Analytical Core (AMAC) is a university-wide Unit managed by the LSU Office of Research & Economic Development (ORED) housed in the LSU Chemistry and Materials Building. AMAC hosts state-of-the-art equipment for Light and Fluorescence Microscopy, Electron Beam Microscopy and Microanalysis, X-ray Spectroscopy, and sample preparation. The facility is staffed by an experienced group of dedicated and professional research specialists. AMAC provides material characterization, image acquisition, and elemental analysis for resolving complex problems across many scientific and engineering disciplines including Materials Science and Engineering, Chemistry, Life Sciences, Bioengineering, Agriculture, Food Sciences, Geology, and Environmental Sciences. | Olymus IXplore SpinSR (to be installed) | Needs description | Yes | Need Information | Need Information | Need Information
Office of Research & Economic Development | N/A | Advanced Microscopy and Analytical Core (AMAC) | https://lsu.edu/amac/index.php/index.php | The Advanced Microscopy and Analytical Core (AMAC) is a university-wide Unit managed by the LSU Office of Research & Economic Development (ORED) housed in the LSU Chemistry and Materials Building. AMAC hosts state-of-the-art equipment for Light and Fluorescence Microscopy, Electron Beam Microscopy and Microanalysis, X-ray Spectroscopy, and sample preparation. The facility is staffed by an experienced group of dedicated and professional research specialists. AMAC provides material characterization, image acquisition, and elemental analysis for resolving complex problems across many scientific and engineering disciplines including Materials Science and Engineering, Chemistry, Life Sciences, Bioengineering, Agriculture, Food Sciences, Geology, and Environmental Sciences. | Raman Spectroscopy | Needs description | Yes | Need Information | Need Information | Need Information
Office of Research & Economic Development | N/A | Advanced Microscopy and Analytical Core (AMAC) | https://lsu.edu/amac/index.php/index.php | The Advanced Microscopy and Analytical Core (AMAC) is a university-wide Unit managed by the LSU Office of Research & Economic Development (ORED) housed in the LSU Chemistry and Materials Building. AMAC hosts state-of-the-art equipment for Light and Fluorescence Microscopy, Electron Beam Microscopy and Microanalysis, X-ray Spectroscopy, and sample preparation. The facility is staffed by an experienced group of dedicated and professional research specialists. AMAC provides material characterization, image acquisition, and elemental analysis for resolving complex problems across many scientific and engineering disciplines including Materials Science and Engineering, Chemistry, Life Sciences, Bioengineering, Agriculture, Food Sciences, Geology, and Environmental Sciences. | Renishaw Invia Raman Microscope with 3 laser lines (532nm, 633nm, 785nm) and half wave plates for each laser line | Needs description | Yes | Need Information | Need Information | Need Information
Office of Research & Economic Development | N/A | Advanced Microscopy and Analytical Core (AMAC) | https://lsu.edu/amac/index.php/index.php | The Advanced Microscopy and Analytical Core (AMAC) is a university-wide Unit managed by the LSU Office of Research & Economic Development (ORED) housed in the LSU Chemistry and Materials Building. AMAC hosts state-of-the-art equipment for Light and Fluorescence Microscopy, Electron Beam Microscopy and Microanalysis, X-ray Spectroscopy, and sample preparation. The facility is staffed by an experienced group of dedicated and professional research specialists. AMAC provides material characterization, image acquisition, and elemental analysis for resolving complex problems across many scientific and engineering disciplines including Materials Science and Engineering, Chemistry, Life Sciences, Bioengineering, Agriculture, Food Sciences, Geology, and Environmental Sciences. | Magnetic Property Measurement system | Needs description | Yes | Need Information | Need Information | Need Information
Office of Research & Economic Development | N/A | Advanced Microscopy and Analytical Core (AMAC) | https://lsu.edu/amac/index.php/index.php | The Advanced Microscopy and Analytical Core (AMAC) is a university-wide Unit managed by the LSU Office of Research & Economic Development (ORED) housed in the LSU Chemistry and Materials Building. AMAC hosts state-of-the-art equipment for Light and Fluorescence Microscopy, Electron Beam Microscopy and Microanalysis, X-ray Spectroscopy, and sample preparation. The facility is staffed by an experienced group of dedicated and professional research specialists. AMAC provides material characterization, image acquisition, and elemental analysis for resolving complex problems across many scientific and engineering disciplines including Materials Science and Engineering, Chemistry, Life Sciences, Bioengineering, Agriculture, Food Sciences, Geology, and Environmental Sciences. | Quantum Design MPMS XL SQUID Magnetometer | Needs description | Yes | Need Information | Need Information | Need Information
Office of Research & Economic Development | N/A | Advanced Microscopy and Analytical Core (AMAC) | https://lsu.edu/amac/index.php/index.php | The Advanced Microscopy and Analytical Core (AMAC) is a university-wide Unit managed by the LSU Office of Research & Economic Development (ORED) housed in the LSU Chemistry and Materials Building. AMAC hosts state-of-the-art equipment for Light and Fluorescence Microscopy, Electron Beam Microscopy and Microanalysis, X-ray Spectroscopy, and sample preparation. The facility is staffed by an experienced group of dedicated and professional research specialists. AMAC provides material characterization, image acquisition, and elemental analysis for resolving complex problems across many scientific and engineering disciplines including Materials Science and Engineering, Chemistry, Life Sciences, Bioengineering, Agriculture, Food Sciences, Geology, and Environmental Sciences. | X-ray Crystallography (XRD) | Needs description | Yes | Need Information | Need Information | Need Information
Office of Research & Economic Development | N/A | Advanced Microscopy and Analytical Core (AMAC) | https://lsu.edu/amac/index.php/index.php | The Advanced Microscopy and Analytical Core (AMAC) is a university-wide Unit managed by the LSU Office of Research & Economic Development (ORED) housed in the LSU Chemistry and Materials Building. AMAC hosts state-of-the-art equipment for Light and Fluorescence Microscopy, Electron Beam Microscopy and Microanalysis, X-ray Spectroscopy, and sample preparation. The facility is staffed by an experienced group of dedicated and professional research specialists. AMAC provides material characterization, image acquisition, and elemental analysis for resolving complex problems across many scientific and engineering disciplines including Materials Science and Engineering, Chemistry, Life Sciences, Bioengineering, Agriculture, Food Sciences, Geology, and Environmental Sciences. | PANalytical Empyrean XRD | Needs description | Yes | Need Information | Need Information | Need Information
Office of Research & Economic Development | N/A | Advanced Microscopy and Analytical Core (AMAC) | https://lsu.edu/amac/index.php/index.php | The Advanced Microscopy and Analytical Core (AMAC) is a university-wide Unit managed by the LSU Office of Research & Economic Development (ORED) housed in the LSU Chemistry and Materials Building. AMAC hosts state-of-the-art equipment for Light and Fluorescence Microscopy, Electron Beam Microscopy and Microanalysis, X-ray Spectroscopy, and sample preparation. The facility is staffed by an experienced group of dedicated and professional research specialists. AMAC provides material characterization, image acquisition, and elemental analysis for resolving complex problems across many scientific and engineering disciplines including Materials Science and Engineering, Chemistry, Life Sciences, Bioengineering, Agriculture, Food Sciences, Geology, and Environmental Sciences. | The International Centre for Diffraction Data (ICDD) PDF4+ software | Needs description | Yes | Need Information | Need Information | Need Information
Office of Research & Economic Development | N/A | Advanced Microscopy and Analytical Core (AMAC) | https://lsu.edu/amac/index.php/index.php | The Advanced Microscopy and Analytical Core (AMAC) is a university-wide Unit managed by the LSU Office of Research & Economic Development (ORED) housed in the LSU Chemistry and Materials Building. AMAC hosts state-of-the-art equipment for Light and Fluorescence Microscopy, Electron Beam Microscopy and Microanalysis, X-ray Spectroscopy, and sample preparation. The facility is staffed by an experienced group of dedicated and professional research specialists. AMAC provides material characterization, image acquisition, and elemental analysis for resolving complex problems across many scientific and engineering disciplines including Materials Science and Engineering, Chemistry, Life Sciences, Bioengineering, Agriculture, Food Sciences, Geology, and Environmental Sciences. | X-ray Spectroscopy systems | Needs description | Yes | Need Information | Need Information | Need Information
Office of Research & Economic Development | N/A | Advanced Microscopy and Analytical Core (AMAC) | https://lsu.edu/amac/index.php/index.php | The Advanced Microscopy and Analytical Core (AMAC) is a university-wide Unit managed by the LSU Office of Research & Economic Development (ORED) housed in the LSU Chemistry and Materials Building. AMAC hosts state-of-the-art equipment for Light and Fluorescence Microscopy, Electron Beam Microscopy and Microanalysis, X-ray Spectroscopy, and sample preparation. The facility is staffed by an experienced group of dedicated and professional research specialists. AMAC provides material characterization, image acquisition, and elemental analysis for resolving complex problems across many scientific and engineering disciplines including Materials Science and Engineering, Chemistry, Life Sciences, Bioengineering, Agriculture, Food Sciences, Geology, and Environmental Sciences. | Scienta Omicron ESCA 2SR X-ray Photoelectron Spectroscopy system | Needs description | Yes | Need Information | Need Information | Need Information
Office of Research & Economic Development | N/A | Advanced Microscopy and Analytical Core (AMAC) | https://lsu.edu/amac/index.php/index.php | The Advanced Microscopy and Analytical Core (AMAC) is a university-wide Unit managed by the LSU Office of Research & Economic Development (ORED) housed in the LSU Chemistry and Materials Building. AMAC hosts state-of-the-art equipment for Light and Fluorescence Microscopy, Electron Beam Microscopy and Microanalysis, X-ray Spectroscopy, and sample preparation. The facility is staffed by an experienced group of dedicated and professional research specialists. AMAC provides material characterization, image acquisition, and elemental analysis for resolving complex problems across many scientific and engineering disciplines including Materials Science and Engineering, Chemistry, Life Sciences, Bioengineering, Agriculture, Food Sciences, Geology, and Environmental Sciences. | PANalytical Epsilon 3XLE X-ray Fluorescence Spectroscopy system | Needs description | Yes | Need Information | Need Information | Need Information
Office of Research & Economic Development | N/A | Advanced Microscopy and Analytical Core (AMAC) | https://lsu.edu/amac/index.php/index.php | The Advanced Microscopy and Analytical Core (AMAC) is a university-wide Unit managed by the LSU Office of Research & Economic Development (ORED) housed in the LSU Chemistry and Materials Building. AMAC hosts state-of-the-art equipment for Light and Fluorescence Microscopy, Electron Beam Microscopy and Microanalysis, X-ray Spectroscopy, and sample preparation. The facility is staffed by an experienced group of dedicated and professional research specialists. AMAC provides material characterization, image acquisition, and elemental analysis for resolving complex problems across many scientific and engineering disciplines including Materials Science and Engineering, Chemistry, Life Sciences, Bioengineering, Agriculture, Food Sciences, Geology, and Environmental Sciences. | Material Property measurements | Needs description | Yes | Need Information | Need Information | Need Information
Office of Research & Economic Development | N/A | Advanced Microscopy and Analytical Core (AMAC) | https://lsu.edu/amac/index.php/index.php | The Advanced Microscopy and Analytical Core (AMAC) is a university-wide Unit managed by the LSU Office of Research & Economic Development (ORED) housed in the LSU Chemistry and Materials Building. AMAC hosts state-of-the-art equipment for Light and Fluorescence Microscopy, Electron Beam Microscopy and Microanalysis, X-ray Spectroscopy, and sample preparation. The facility is staffed by an experienced group of dedicated and professional research specialists. AMAC provides material characterization, image acquisition, and elemental analysis for resolving complex problems across many scientific and engineering disciplines including Materials Science and Engineering, Chemistry, Life Sciences, Bioengineering, Agriculture, Food Sciences, Geology, and Environmental Sciences. | Future-Tech Micro-Hardness Tester | Needs description | Yes | Need Information | Need Information | Need Information
Office of Research & Economic Development | N/A | Advanced Microscopy and Analytical Core (AMAC) | https://lsu.edu/amac/index.php/index.php | The Advanced Microscopy and Analytical Core (AMAC) is a university-wide Unit managed by the LSU Office of Research & Economic Development (ORED) housed in the LSU Chemistry and Materials Building. AMAC hosts state-of-the-art equipment for Light and Fluorescence Microscopy, Electron Beam Microscopy and Microanalysis, X-ray Spectroscopy, and sample preparation. The facility is staffed by an experienced group of dedicated and professional research specialists. AMAC provides material characterization, image acquisition, and elemental analysis for resolving complex problems across many scientific and engineering disciplines including Materials Science and Engineering, Chemistry, Life Sciences, Bioengineering, Agriculture, Food Sciences, Geology, and Environmental Sciences. | Micro Star Technologies Nano-Indenter system (for use in the FIB) | Needs description | Yes | Need Information | Need Information | Need Information
Office of Research & Economic Development | N/A | Advanced Microscopy and Analytical Core (AMAC) | https://lsu.edu/amac/index.php/index.php | The Advanced Microscopy and Analytical Core (AMAC) is a university-wide Unit managed by the LSU Office of Research & Economic Development (ORED) housed in the LSU Chemistry and Materials Building. AMAC hosts state-of-the-art equipment for Light and Fluorescence Microscopy, Electron Beam Microscopy and Microanalysis, X-ray Spectroscopy, and sample preparation. The facility is staffed by an experienced group of dedicated and professional research specialists. AMAC provides material characterization, image acquisition, and elemental analysis for resolving complex problems across many scientific and engineering disciplines including Materials Science and Engineering, Chemistry, Life Sciences, Bioengineering, Agriculture, Food Sciences, Geology, and Environmental Sciences. | Sample Prep for “hard” or “soft” materials | Needs description | Yes | Need Information | Need Information | Need Information
Office of Research & Economic Development | N/A | Advanced Microscopy and Analytical Core (AMAC) | https://lsu.edu/amac/index.php/index.php | The Advanced Microscopy and Analytical Core (AMAC) is a university-wide Unit managed by the LSU Office of Research & Economic Development (ORED) housed in the LSU Chemistry and Materials Building. AMAC hosts state-of-the-art equipment for Light and Fluorescence Microscopy, Electron Beam Microscopy and Microanalysis, X-ray Spectroscopy, and sample preparation. The facility is staffed by an experienced group of dedicated and professional research specialists. AMAC provides material characterization, image acquisition, and elemental analysis for resolving complex problems across many scientific and engineering disciplines including Materials Science and Engineering, Chemistry, Life Sciences, Bioengineering, Agriculture, Food Sciences, Geology, and Environmental Sciences. | Leica EM UC7/FC7 Cryo-Bio Ultra Microtome | Needs description | Yes | Need Information | Need Information | Need Information
Office of Research & Economic Development | N/A | Advanced Microscopy and Analytical Core (AMAC) | https://lsu.edu/amac/index.php/index.php | The Advanced Microscopy and Analytical Core (AMAC) is a university-wide Unit managed by the LSU Office of Research & Economic Development (ORED) housed in the LSU Chemistry and Materials Building. AMAC hosts state-of-the-art equipment for Light and Fluorescence Microscopy, Electron Beam Microscopy and Microanalysis, X-ray Spectroscopy, and sample preparation. The facility is staffed by an experienced group of dedicated and professional research specialists. AMAC provides material characterization, image acquisition, and elemental analysis for resolving complex problems across many scientific and engineering disciplines including Materials Science and Engineering, Chemistry, Life Sciences, Bioengineering, Agriculture, Food Sciences, Geology, and Environmental Sciences. | Leica CM1850 Cryostat | Needs description | Yes | Need Information | Need Information | Need Information
Office of Research & Economic Development | N/A | Advanced Microscopy and Analytical Core (AMAC) | https://lsu.edu/amac/index.php/index.php | The Advanced Microscopy and Analytical Core (AMAC) is a university-wide Unit managed by the LSU Office of Research & Economic Development (ORED) housed in the LSU Chemistry and Materials Building. AMAC hosts state-of-the-art equipment for Light and Fluorescence Microscopy, Electron Beam Microscopy and Microanalysis, X-ray Spectroscopy, and sample preparation. The facility is staffed by an experienced group of dedicated and professional research specialists. AMAC provides material characterization, image acquisition, and elemental analysis for resolving complex problems across many scientific and engineering disciplines including Materials Science and Engineering, Chemistry, Life Sciences, Bioengineering, Agriculture, Food Sciences, Geology, and Environmental Sciences. | Gatan Cryo Plunge system for TEM | Needs description | Yes | Need Information | Need Information | Need Information
Office of Research & Economic Development | N/A | Advanced Microscopy and Analytical Core (AMAC) | https://lsu.edu/amac/index.php/index.php | The Advanced Microscopy and Analytical Core (AMAC) is a university-wide Unit managed by the LSU Office of Research & Economic Development (ORED) housed in the LSU Chemistry and Materials Building. AMAC hosts state-of-the-art equipment for Light and Fluorescence Microscopy, Electron Beam Microscopy and Microanalysis, X-ray Spectroscopy, and sample preparation. The facility is staffed by an experienced group of dedicated and professional research specialists. AMAC provides material characterization, image acquisition, and elemental analysis for resolving complex problems across many scientific and engineering disciplines including Materials Science and Engineering, Chemistry, Life Sciences, Bioengineering, Agriculture, Food Sciences, Geology, and Environmental Sciences. | Denton DCP-1 Critical Point Dryer system | Needs description | Yes | Need Information | Need Information | Need Information
Office of Research & Economic Development | N/A | Advanced Microscopy and Analytical Core (AMAC) | https://lsu.edu/amac/index.php/index.php | The Advanced Microscopy and Analytical Core (AMAC) is a university-wide Unit managed by the LSU Office of Research & Economic Development (ORED) housed in the LSU Chemistry and Materials Building. AMAC hosts state-of-the-art equipment for Light and Fluorescence Microscopy, Electron Beam Microscopy and Microanalysis, X-ray Spectroscopy, and sample preparation. The facility is staffed by an experienced group of dedicated and professional research specialists. AMAC provides material characterization, image acquisition, and elemental analysis for resolving complex problems across many scientific and engineering disciplines including Materials Science and Engineering, Chemistry, Life Sciences, Bioengineering, Agriculture, Food Sciences, Geology, and Environmental Sciences. | Gatan PIPS II Ar polishing system | Needs description | Yes | Need Information | Need Information | Need Information
Office of Research & Economic Development | N/A | Advanced Microscopy and Analytical Core (AMAC) | https://lsu.edu/amac/index.php/index.php | The Advanced Microscopy and Analytical Core (AMAC) is a university-wide Unit managed by the LSU Office of Research & Economic Development (ORED) housed in the LSU Chemistry and Materials Building. AMAC hosts state-of-the-art equipment for Light and Fluorescence Microscopy, Electron Beam Microscopy and Microanalysis, X-ray Spectroscopy, and sample preparation. The facility is staffed by an experienced group of dedicated and professional research specialists. AMAC provides material characterization, image acquisition, and elemental analysis for resolving complex problems across many scientific and engineering disciplines including Materials Science and Engineering, Chemistry, Life Sciences, Bioengineering, Agriculture, Food Sciences, Geology, and Environmental Sciences. | South Bay Technology Model 900 hand grinder/polishing system | Needs description | Yes | Need Information | Need Information | Need Information
Office of Research & Economic Development | N/A | Advanced Microscopy and Analytical Core (AMAC) | https://lsu.edu/amac/index.php/index.php | The Advanced Microscopy and Analytical Core (AMAC) is a university-wide Unit managed by the LSU Office of Research & Economic Development (ORED) housed in the LSU Chemistry and Materials Building. AMAC hosts state-of-the-art equipment for Light and Fluorescence Microscopy, Electron Beam Microscopy and Microanalysis, X-ray Spectroscopy, and sample preparation. The facility is staffed by an experienced group of dedicated and professional research specialists. AMAC provides material characterization, image acquisition, and elemental analysis for resolving complex problems across many scientific and engineering disciplines including Materials Science and Engineering, Chemistry, Life Sciences, Bioengineering, Agriculture, Food Sciences, Geology, and Environmental Sciences. | Leica EM ACE 600 Carbon and Pt coating system with Glow Discharge | Needs description | Yes | Need Information | Need Information | Need Information
Office of Research & Economic Development | N/A | Advanced Microscopy and Analytical Core (AMAC) | https://lsu.edu/amac/index.php/index.php | The Advanced Microscopy and Analytical Core (AMAC) is a university-wide Unit managed by the LSU Office of Research & Economic Development (ORED) housed in the LSU Chemistry and Materials Building. AMAC hosts state-of-the-art equipment for Light and Fluorescence Microscopy, Electron Beam Microscopy and Microanalysis, X-ray Spectroscopy, and sample preparation. The facility is staffed by an experienced group of dedicated and professional research specialists. AMAC provides material characterization, image acquisition, and elemental analysis for resolving complex problems across many scientific and engineering disciplines including Materials Science and Engineering, Chemistry, Life Sciences, Bioengineering, Agriculture, Food Sciences, Geology, and Environmental Sciences. | Electron Microscopy Sciences Pt sputter coating system | Needs description | Yes | Need Information | Need Information | Need Information
Office of Research & Economic Development | N/A | Advanced Microscopy and Analytical Core (AMAC) | https://lsu.edu/amac/index.php/index.php | The Advanced Microscopy and Analytical Core (AMAC) is a university-wide Unit managed by the LSU Office of Research & Economic Development (ORED) housed in the LSU Chemistry and Materials Building. AMAC hosts state-of-the-art equipment for Light and Fluorescence Microscopy, Electron Beam Microscopy and Microanalysis, X-ray Spectroscopy, and sample preparation. The facility is staffed by an experienced group of dedicated and professional research specialists. AMAC provides material characterization, image acquisition, and elemental analysis for resolving complex problems across many scientific and engineering disciplines including Materials Science and Engineering, Chemistry, Life Sciences, Bioengineering, Agriculture, Food Sciences, Geology, and Environmental Sciences. | Gatan 695 PIPS system | Needs description | Yes | Need Information | Need Information | Need Information
Office of Research & Economic Development | N/A | Advanced Microscopy and Analytical Core (AMAC) | https://lsu.edu/amac/index.php/index.php | The Advanced Microscopy and Analytical Core (AMAC) is a university-wide Unit managed by the LSU Office of Research & Economic Development (ORED) housed in the LSU Chemistry and Materials Building. AMAC hosts state-of-the-art equipment for Light and Fluorescence Microscopy, Electron Beam Microscopy and Microanalysis, X-ray Spectroscopy, and sample preparation. The facility is staffed by an experienced group of dedicated and professional research specialists. AMAC provides material characterization, image acquisition, and elemental analysis for resolving complex problems across many scientific and engineering disciplines including Materials Science and Engineering, Chemistry, Life Sciences, Bioengineering, Agriculture, Food Sciences, Geology, and Environmental Sciences. | Gatan 656 Dimple Grinder | Needs description | Yes | Need Information | Need Information | Need Information
Office of Research & Economic Development | N/A | Advanced Microscopy and Analytical Core (AMAC) | https://lsu.edu/amac/index.php/index.php | The Advanced Microscopy and Analytical Core (AMAC) is a university-wide Unit managed by the LSU Office of Research & Economic Development (ORED) housed in the LSU Chemistry and Materials Building. AMAC hosts state-of-the-art equipment for Light and Fluorescence Microscopy, Electron Beam Microscopy and Microanalysis, X-ray Spectroscopy, and sample preparation. The facility is staffed by an experienced group of dedicated and professional research specialists. AMAC provides material characterization, image acquisition, and elemental analysis for resolving complex problems across many scientific and engineering disciplines including Materials Science and Engineering, Chemistry, Life Sciences, Bioengineering, Agriculture, Food Sciences, Geology, and Environmental Sciences. | Classie LeNeo Fluxer | Needs description | Yes | Need Information | Need Information | Need Information

## Libraries
LSU Facilities and Equipment
Highlight? | College/Office | School/Department (if applicable) | Facility/Laboratory | Facility/Laboratory Link | Facility/Laboratory Description | Equipment/Process Name | Equipment/Process Description | Cost Center? | Contact Name | Contact Email | Contact Phone Number
| Libraries | Libraries | Main library | http://lib.lsu.edu | The main library building has ITS-run computer labs available to the university community. Three public access computers are also accessible to those without LSU credentials. ITS print desk and help desk operations are available in the building. Equipment can be borrowed by students via the Gear to Geaux program: https://lib.lsu.edu/borrowing#Gear2Geaux | N/A | Equipment available through Gear to Geaux https://lib.lsu.edu/borrowing#Gear2Geaux | ITS Student Technology Fee | ITS | ITS | ITS

## PBRC
LSU Facilities and Equipment
College/Office | School/Department (if applicable) | Facility/Laboratory | Facility/Laboratory Link | Facility/Laboratory Description | Equipment/Process Name | Equipment/Process Description | Cost Center? | Contact Name | Contact Email | Contact Phone Number
Pennington Biomedical Research Center | N/A | Louisiana Clinical & Translational Science Center (LA CATS) | http://lacats.pbrc.edu/ | Louisiana Clinical & Translational Science Center (LA CATS) | N/A | N/A |  | Need Information | Need Information | Need Information
Pennington Biomedical Research Center | N/A | Botanical Dietary Supplements Research Center (BDSRC) | https://www.pbrc.edu/research-and-faculty/centers-and-institutes/botanicals/ | Botanical Dietary Supplements Research Center (BDSRC) - The mission of the Botanical Dietary Supplements Research Center is to pursue an integrated understanding of the molecular, cellular, and physiological mechanisms by which select botanicals may prevent or reverse the development of insulin resistance, the key pathophysiologic feature of the metabolic syndrome. | N/A | N/A |  | Need Information | Need Information | Need Information
Pennington Biomedical Research Center | N/A | Center for Biomedical Research Excellence (COBRE) | https://www.pbrc.edu/research-and-faculty/centers-and-institutes/cobre/ | Center for Biomedical Research Excellence (COBRE) - The mission of the Pennington Center of Biomedical Research Excellence (COBRE) is to expand the critical mass of scientists in Louisiana focused on advancing our understanding of the cellular and molecular mechanisms of metabolic disease. | N/A | N/A |  | Need Information | Need Information | Need Information
Pennington Biomedical Research Center | N/A | IDRP Core | https://www.pbrc.edu/research-and-faculty/centers-and-institutes/idrp/ | This Institute is currently involved in a wide range of studies aimed at understanding the causes of brain aging and identifying the basis by which aging promotes the development of dementia, focusing on lifestyle choices as modulators of cognition. Secondary emphasis is understanding the basis for frailty and falls in elderly with and without dementia. | N/A | N/A |  | Need Information | Need Information | Need Information
Pennington Biomedical Research Center | N/A | Nutrition Obesity Research Center (NORC) | https://www.pbrc.edu/research-and-faculty/centers-and-institutes/norc/ | Nutrition Obesity Research Center (NORC) | N/A | N/A |  | Need Information | Need Information | Need Information
Pennington Biomedical Research Center | N/A | Clinical Chemistry | https://www.pbrc.edu/research-and-faculty/core-services/?serviceid=60 | Clinical Chemistry | N/A | N/A |  | Need Information | Need Information | Need Information
Pennington Biomedical Research Center | N/A | Comparative Biology & Animal Metabolism & Behavior | https://www.pbrc.edu/research-and-faculty/core-services/animal-metabolism-and-behavior-core-1.aspx | Comparative Biology & Animal Metabolism & Behavior | N/A | N/A |  | Need Information | Need Information | Need Information
Pennington Biomedical Research Center | N/A | Genomics | https://gcf.pbrc.edu/GCFMain.aspx | Genomics | N/A | N/A |  | Need Information | Need Information | Need Information
Pennington Biomedical Research Center | N/A | Imaging/MRS | https://www.pbrc.edu/research-and-faculty/core-services/imaging-core.aspx | Imaging/MRS | N/A | N/A |  | Need Information | Need Information | Need Information
Pennington Biomedical Research Center | N/A | Mass Spectrometry | https://www.pbrc.edu/research-and-faculty/core-services/mass-spectometry-core.aspx | Mass Spectrometry | N/A | N/A |  | Need Information | Need Information | Need Information
Pennington Biomedical Research Center | N/A | Metabolic Kitchen | https://www.pbrc.edu/research-and-faculty/core-services/metabolic-research-kitchen-core.aspx | Metabolic Kitchen | N/A | N/A |  | Need Information | Need Information | Need Information
Pennington Biomedical Research Center | N/A | Transgenics | https://www.pbrc.edu/research-and-faculty/core-services/transgenics-core-rev.aspx | Transgenics | N/A | N/A |  | Need Information | Need Information | Need Information
Pennington Biomedical Research Center | N/A | Cell Biology, Cell Imaging and Cell Culture | https://www.pbrc.edu/research-and-faculty/core-services/cell-biology-and-bioimaging-core-section/ | Cell Biology, Cell Imaging and Cell Culture - The mission of this core is to provide cell culture facilities, equipment, and expertise to investigators requiring such services, as well as, state-of the- art bioimaging-, histological-, and flow cytometry-related instrumentation and support to facilitate data collection and analysis by current and future Pennington Biomedical PIs and their staff. | N/A | N/A |  | Need Information | Need Information | Need Information
Pennington Biomedical Research Center | N/A | Exercise Testing | https://www.pbrc.edu/research-and-faculty/core-services/exercise-testing-core-rev.aspx | Exercise Testing | N/A | N/A |  | Need Information | Need Information | Need Information
Pennington Biomedical Research Center | N/A | Recruiting | https://www.pbrc.edu/research-and-faculty/core-services/recruiting-core-rev.aspx | Recruiting | N/A | N/A |  | Need Information | Need Information | Need Information
Pennington Biomedical Research Center | N/A | Clinical Trials Unit | https://www.pbrc.edu/research-and-faculty/core-services/clinical-trials-unit-core.aspx | Clinical Trials Unit | N/A | N/A |  | Need Information | Need Information | Need Information
Pennington Biomedical Research Center | N/A | Database Management | https://www.pbrc.edu/research-and-faculty/core-services/database-management-core-rev.aspx | Database Management | N/A | N/A |  | Need Information | Need Information | Need Information
Pennington Biomedical Research Center | N/A | Dietary Assessment and Food Analysis | https://www.pbrc.edu/research-and-faculty/core-services/nutritional-epidemiology-dietary-assessment-and-nutrition-counseling.aspx | Dietary Assessment and Food Analysis | N/A | N/A |  | Need Information | Need Information | Need Information
Pennington Biomedical Research Center | N/A | Clinical Super Core | https://www.pbrc.edu/research-and-faculty/core-services/ | Clinical Super Core | N/A | N/A |  | Need Information | Need Information | Need Information
Pennington Biomedical Research Center | N/A | Comparative Biology | https://www.pbrc.edu/research-and-faculty/core-services/comparative-biology-core.aspx | Comparative Biology | N/A | N/A |  | Need Information | Need Information | Need Information

## NCAM
LSU Facilities and Equipment
College/Office | School/Department (if applicable) | Facility/Laboratory | Facility/Laboratory Link | Facility/Laboratory Description | Equipment/Process Name | Equipment/Process Description | Cost Center? | Contact Name | Contact Email | Contact Phone Number
Office of Research & Economic Development | N/A | National Center for Advanced Manufacturing (NCAM) | http://ncam.eng.lsu.edu/ | The National Center for Advanced Manufacturing (NCAM), located at the NASA Michoud Assembly Facility in New Orleans, is home to the partnership between NASA, the State of Louisiana, Louisiana State University, the University of New Orleans (UNO) and the UNO Research and Technology Foundation. NCAM, originally formed in 1999, is a state-of-the-art research and production center focused on applying advanced manufacturing technologies to lightweight composite and metallic materials in support of the NASA space program and adjacent industries. NCAM also has a strong educational role, sponsoring a coalition of Louisiana research universities, workforce development programs and STEM outreach initiatives. | Friction Stir Welding (FSW) | A solid-state metal joining process producing high-strength, defect free joints in metallic materials. The process employs a pin tool with a low rotational speed and applied pressure that “mechanically stirs” two parent materials together to produce a uniform weld. It significantly reduces residual stresses and creates strong and flexible joints with low deformation, shrinkage and porosity. The process is fully automated and can be used for complex geometries. NCAM has four PAR Systems machines for FSW; Universal Weld Systems #1 (UWS1), Universal Weld System #2 (UWS2), Robotic Weld Tool #3 (RWT3) and Process Development System #1 (PDS1). |  | Need Information | Need Information | Need Information
Office of Research & Economic Development | N/A | National Center for Advanced Manufacturing (NCAM) | http://ncam.eng.lsu.edu/ | The National Center for Advanced Manufacturing (NCAM), located at the NASA Michoud Assembly Facility in New Orleans, is home to the partnership between NASA, the State of Louisiana, Louisiana State University, the University of New Orleans (UNO) and the UNO Research and Technology Foundation. NCAM, originally formed in 1999, is a state-of-the-art research and production center focused on applying advanced manufacturing technologies to lightweight composite and metallic materials in support of the NASA space program and adjacent industries. NCAM also has a strong educational role, sponsoring a coalition of Louisiana research universities, workforce development programs and STEM outreach initiatives. | Automated Fiber Replacement | Composite materials, as compared to many traditional manufacturing materials, offer weight reduction, greater strength to weight ratio, greater design flexibility, and superior performance in a corrosive environment. |  | Need Information | Need Information | Need Information
Office of Research & Economic Development | N/A | National Center for Advanced Manufacturing (NCAM) | http://ncam.eng.lsu.edu/ | The National Center for Advanced Manufacturing (NCAM), located at the NASA Michoud Assembly Facility in New Orleans, is home to the partnership between NASA, the State of Louisiana, Louisiana State University, the University of New Orleans (UNO) and the UNO Research and Technology Foundation. NCAM, originally formed in 1999, is a state-of-the-art research and production center focused on applying advanced manufacturing technologies to lightweight composite and metallic materials in support of the NASA space program and adjacent industries. NCAM also has a strong educational role, sponsoring a coalition of Louisiana research universities, workforce development programs and STEM outreach initiatives. | Automated fiber placement | Automated fiber placement is a process that applies resin pre-impregnated fibers on complex tooling surfaces. The fiber comes in the form of what is referred to as “tows”. A tow is a bundle of fibers and is approximately 0.125” wide by 0.005” thick. The tows are fed to a compaction roller and heated on the FPM head, and through CNC programmable robotic movements are placed in courses across a tool surface. NCAM has two Ingersoll FPMs that are used in the manufacture of complex-shaped structure. Both machines are located within an environmentally controlled enclosure. NCAM has four PAR Systems machines for FSW; Universal Weld Systems #1 (UWS1), Universal Weld System #2 (UWS2), Robotic Weld Tool #3 (RWT3) and Process Development System #1 (PDS1). |  | Need Information | Need Information | Need Information
Office of Research & Economic Development | N/A | National Center for Advanced Manufacturing (NCAM) | http://ncam.eng.lsu.edu/ | The National Center for Advanced Manufacturing (NCAM), located at the NASA Michoud Assembly Facility in New Orleans, is home to the partnership between NASA, the State of Louisiana, Louisiana State University, the University of New Orleans (UNO) and the UNO Research and Technology Foundation. NCAM, originally formed in 1999, is a state-of-the-art research and production center focused on applying advanced manufacturing technologies to lightweight composite and metallic materials in support of the NASA space program and adjacent industries. NCAM also has a strong educational role, sponsoring a coalition of Louisiana research universities, workforce development programs and STEM outreach initiatives. | High Speed Machining | Forest Line’ Minumac 5-axis high speed machining system is able to machine complex geometries for both composite and metallic materials. Ingersoll Horizontal Milling Machine PowerMill H 4.0 with two axis milling head, horizontal rotary table, and headstock/ tailstock. |  | Need Information | Need Information | Need Information
Office of Research & Economic Development | N/A | National Center for Advanced Manufacturing (NCAM) | http://ncam.eng.lsu.edu/ | The National Center for Advanced Manufacturing (NCAM), located at the NASA Michoud Assembly Facility in New Orleans, is home to the partnership between NASA, the State of Louisiana, Louisiana State University, the University of New Orleans (UNO) and the UNO Research and Technology Foundation. NCAM, originally formed in 1999, is a state-of-the-art research and production center focused on applying advanced manufacturing technologies to lightweight composite and metallic materials in support of the NASA space program and adjacent industries. NCAM also has a strong educational role, sponsoring a coalition of Louisiana research universities, workforce development programs and STEM outreach initiatives. | Matec Non-Destructive Evaluation System | Matec Non-Destructive Evaluation System performs non-destructive inspection in the testing of composite and metal materials by employing a twin 5-axis traveling column configuration and multiple inspection system capability. |  | Need Information | Need Information | Need Information

## CCT
LSU Facilities and Equipment
College/Office | School/Department (if applicable) | Facility/Laboratory | Facility/Laboratory Link | Facility/Laboratory Description | Equipment/Process Name | Equipment/Process Description | Cost Center? | Contact Name | Contact Email | Contact Phone Number
Office of Research & Economic Development | Center for Computation and Technology | Lab 19: Uther- 1 Head Node & 4 Working Nodes | http://lab19.cct.lsu.edu/Equipment.html | • Master node – Controls worker nodes – Manages parallel jobs – Exports file storage – Provides stable compilation and synthesis environment – Handles event logging, data acquisition and instrumentation – Always on-line • Worker nodes – Environment for experiments – Ephemeral – can be taken off line by researchers (sliding rails) – Reconfigurable and extensible (4U: plenty of space for add-on boards) | N/A | N/A |  | Maciej Brodowicz | maciek@cct.lsu.edu | 225 334 2457
Office of Research & Economic Development | Center for Computation and Technology | Lab 19: Myrinet | http://lab19.cct.lsu.edu/Equipment.html |  | N/A | N/A |  | Maciej Brodowicz | maciek@cct.lsu.edu | 225 334 2457
Office of Research & Economic Development | Center for Computation and Technology | Lab 19: IBA | http://lab19.cct.lsu.edu/Equipment.html |  | N/A | N/A |  | Maciej Brodowicz | maciek@cct.lsu.edu | 225 334 2457
Office of Research & Economic Development | Center for Computation and Technology | Lab 19: DRC DS1004 Compute Node | http://lab19.cct.lsu.edu/Equipment.html | Standard configuration - 4U form factor - 4x 940-pin socket - 2x Opteron 875 - 2x RPU110-L160 - 8x 1GB DDR DRAM - Dual 1GigE ports - Myrinet NIC - PCIe FPGA board | N/A | N/A |  | Maciej Brodowicz | maciek@cct.lsu.edu | 225 334 2457
Office of Research & Economic Development | Center for Computation and Technology | Lab 19: HT-connected FPGA Module | http://lab19.cct.lsu.edu/Equipment.html | • RPU110-L160 by DRC • FPGA: Xilinx Virtex4 with 152,052 logic cells • RPware logic usage: 9-13% • HyperTransport 0, 1, 2 – 8bit @ 400MHz per link (DDR) – 3 physical links • On-board Memory – RLDRAM • 128MB @1.6GB/s peak • 18bit wide @200MHz (DDR) – DDR2 • up to 2GB @6.4GB/s • 144bit wide @200MHz (DDR) • Motherboard DRAM – Up to 4GB @6.4GB/s peak – 288bit wide @200MHz (DDR) | N/A | N/A |  | Maciej Brodowicz | maciek@cct.lsu.edu | 225 334 2457
Office of Research & Economic Development | Center for Computation and Technology | Lab 19: Avnet FPGA Board | http://lab19.cct.lsu.edu/Equipment.html | • Xilinx Virtex4 FX100 – 94,000 logic cells – 6 Mbit on-die block RAM – 160 DSP slices – Rocket I/O MGTs – Two PowerPC 405 cores • Memory – 16Mx32 bit DDR DRAM – 8Mx16 bit flash • Interfaces – 8-lane PCIe edge connector – SATA – USB 2.0 – 1 GigE PHY – RS-232 – Rocket I/O SMAs – JTAG | N/A | N/A |  | Maciej Brodowicz | maciek@cct.lsu.edu | 225 334 2457
Office of Research & Economic Development | Center for Computation and Technology | Lab 19: Power Aware Testbed | http://lab19.cct.lsu.edu/Equipment.html | • Goals: – An accessible and controllable hardware environment – Means for determining energy consumption – Tools for associating energy with computational demand • Power instrumentation – Wall plug power meters (120V AC) – Internal DC rail Hall-effect current sensors | N/A | N/A |  | Maciej Brodowicz | maciek@cct.lsu.edu | 225 334 2457
Office of Research & Economic Development | Center for Computation and Technology | Lab 19: Wall Plug Power Instrumentation | http://lab19.cct.lsu.edu/Equipment.html | • Revenue grade meter, class 0.5 (Yokogawa PR300) – 128 samples per power signal cycle • Measurement capabilities – Momentary RMS voltage and current – Momentary power (active, reactive, apparent) – Power factor – Energy (active, reactive, apparent) – Line frequency – Reset and min/max of most measured parameters • Remote access – RS-485 up to 19.1kbps – 4 protocols, including Modbus RTU – Ethernet connectivity via an external bridge (NET485) | N/A | N/A |  | Maciej Brodowicz | maciek@cct.lsu.edu | 225 334 2457
Office of Research & Economic Development | Center for Computation and Technology | Lab 19: Hall-Effect DC Rail Instrumentation | http://lab19.cct.lsu.edu/Equipment.html | • Configurable Texmate Tiger 320 meters – Input: 4-channel 50mV DC converter – Dual-slope 17 bit ADCs, up to 10 samples/s – Displays directly any 3 of 4 measured values – Min/max detection – RS-485 capable at up to 38.4kbps; ASCII and binary Modbus protocols • Non-invasive current probes – Closed-loop Hall effect sensors (0.45% accuracy, <0.15% linearity) – 1000:1 current conversion; 1A in circuit under test maps to 1mV at the meter when using 1ohm reference resistor – Four per node • Reconfigurable arrangement of measurement circuits – Any of distinct 3.3V, 5V and 12V power rails (more can be added) – Selection of individual circuits by reconnecting Faston tabs on EPS extension cables – Primarily for monitoring of motherboard power consumption, but can be extended to peripherals as well | N/A | N/A |  | Maciej Brodowicz | maciek@cct.lsu.edu | 225 334 2457
Office of Research & Economic Development | Center for Computation and Technology | Lab 19: Hall-Effect Sensor Installation | http://lab19.cct.lsu.edu/Equipment.html | • Meter access library – Modbus RTU protocol implementation – Encapsulation in TCP/IP packets • Power monitor daemon – Synchronizes and coordinates accesses to the meters from multiple (remote) applications – Ensures good bandwidth utilization/communication latency on serial interconnects – Maintains precise timestamp information – Logs power data – FUSE based data export and configuration interface • Simple command line utilities – Handle both single process and MPI applications – Provide summary power consumption info • Power analyzers and monitors – Post-mortem tools, combining information from multiple sources (hardware counters, traces, profiles) – Sophisticated system monitors | N/A | N/A |  | Maciej Brodowicz | maciek@cct.lsu.edu | 225 334 2457
Office of Research & Economic Development | Center for Computation and Technology | Lab 19: Agilent 16822A | http://lab19.cct.lsu.edu/Equipment.html | • 250 ps resolution (4 GHz) timing zoom to find elusive timing problems quickly, without double probing. • 15” display, with available touch screen, allows you to see more data and navigate quickly. • View Scope – time-correlated measurements and displays of your logic analyzer and oscilloscope data let you effectively track down problems across the analog and digital portions of your design. • Eight models with 34/68/102/136/204 channels, up to 32M memory depth and models with a pattern generator provide the measurement flexibility for any budget. • Application support for every aspect of today’s complex designs – FPGA dynamic probe, digital VSA (vector signal analysis) and broad processor and bus support. | N/A | N/A |  | Maciej Brodowicz | maciek@cct.lsu.edu | 225 334 2457
Office of Research & Economic Development | Center for Computation and Technology | Lab 19: Agilent 1670G | http://lab19.cct.lsu.edu/Equipment.html | •Deep memory options let you capture more data and save you from having to set up complex triggers. The integrated oscilloscope option lets you view analog and digital signals simultaneously. The integrated pattern generator option lets you stimulate a device under test while you capture its response with the logic analyzer. •136 channel portable logic analyzer •500 MHz timing speed •150 MHz state speed •Memory: 64 K standard, 256 K or 2 M optional •Optional 2-channel oscilloscope or 32 channel pattern generator | N/A | N/A |  | Maciej Brodowicz | maciek@cct.lsu.edu | 225 334 2457
Office of Research & Economic Development | Center for Computation and Technology | Lab 19: Flying leads set | http://lab19.cct.lsu.edu/Equipment.html | •Acquire signals from randomly located points in your target •Variety of supplied accessories allows connections to various components on your target including traces, pads, and vias •Acquire signals from randomly located points in your target •17 channels, differential or single-ended clock and data •Extremely low, 0.9pf, equivalent load capacitance •Data rates of 1.5Gb/s (maximum rate dependent on analyzer used •200mV Vmax-Vmin minimum signal amplitude •Variety of supplied accessories creates maximum probing flexibility | N/A | N/A |  | Maciej Brodowicz | maciek@cct.lsu.edu | 225 334 2457
Office of Research & Economic Development | Center for Computation and Technology | Lab 19: Tektronix MSO-4104 | http://lab19.cct.lsu.edu/Equipment.html | •1 GHz, 500 MHz, 350 MHz Bandwidth Models •2 or 4 Channel Digital Phosphor Oscilloscopes •16 Digital Channels (MSO4000) •Suite of Advanced Triggers •Sample Rates Up to 5 GS/s on All Channels •10 Mega Sample Record Length on All Channels •35,000 wfm/s Maximum Waveform Capture Rate •Ease of Use Features •Wave Inspector® Controls Provide Unprecedented Efficiency in Waveform Analysis •10.4 in. (264mm) XGA Color Display •Small Footprint and Lightweight - Only 5.4 in. (137mm) deep and 11 lbs. (5 kg) •USB and CompactFlash on Front Panel for Quick and Easy Storage •Plug-and-Play PC Connectivity •Serial Triggering and Analysis •I2C, SPI, CAN and RS-232 Serial Triggering and Analysis Options •Mixed Signal Design and Analysis (MSO4000) •Parallel Bus Display •Logic Triggering •MagniVuT 60.6 ps Technology Provides Finer Timing Resolution •Per Channel Threshold Settings •Multi-channel Setup and Hold Triggering •Next-generation Digital Waveform Display | N/A | N/A |  | Maciej Brodowicz | maciek@cct.lsu.edu | 225 334 2457
Office of Research & Economic Development | Center for Computation and Technology | Lab 19: Active 1.5GHz probe TAP1500 | http://lab19.cct.lsu.edu/Equipment.html | •High-speed Digital Systems Design •Component Design and Characterization •Manufacturing Engineering and Test •Educational Research •Signals with Voltage Swings up to 16 Vp-p TAP1500 Single-ended Active FET Probe provides excellent high-speed electrical and mechanical performance required for today’s digital system designs. Specifically designed for use and direct connection to the TekVPI™ probe interface used on Tektronix' new DPO7000 and DPO/MSO4000 Series Oscilloscopes, the TAP1500 Active FET probe achieves high-speed signal acquisition and measurement fidelity by solving three traditional problems: •Lower DUT loading effects with ≤1 pF input capacitance and 1 MΩ input resistance •Versatile DUT connectivity for attaching to small SMDs •Preserves oscilloscope bandwidth at the probe tip for DPO7000 and DPO/MSO4000 Series Oscilloscope models, up to 1 GHz •Outstanding Electrical Performance •≥1.5 GHz Probe Bandwidth •<267 ps Rise Time •≤1 pF Input Capacitance •1 MΩ Input Resistanc •-8 V to +8 V Input Dynamic Range •-10 V to +10 VDC Input Offset Range •Versatile Mechanical Performance •Small Compact Probe Head for Probing Small Geometry Circuit Elements •DUT Attachment Accessories Enable Connection to SMDs as Small as 0.5 mm Pitch •Robust Design for Reliability •Easy to Use •Connects Directly to DPO7000 and DPO/MSO4000 Series Oscilloscopes Using the TekVPI™ Probe Interface •Provides Automatic Units Scaling and Readout on the Oscilloscope Display •Easy Access to Oscilloscope Probe Menu Display for Probe Status/Diagnostic Information, and to Control Probe DC Offset | N/A | N/A |  | Maciej Brodowicz | maciek@cct.lsu.edu | 225 334 2457
Office of Research & Economic Development | Center for Computation and Technology | Lab 19: Differential active 1GHz probe TDP1000 | http://lab19.cct.lsu.edu/Equipment.html | •1 GHz and 500 MHz Probe Bandwidth •<1 pF Differential Input Capacitance •1 MΩ Differential Input Resistance •±42 V (DC + pk AC) Differential Input Voltage •> 18 dB CMRR (at 250 MHz 50X Attenuation) •100 Hz, 10 kHz, 1 MHz, and Full Bandwidth Selectable Bandwidth Limiting Filters •Small Compact Probe Head for Probing Small Geometry Circuit Elements •Straight Pin, Square Pin, Solder Down, Variable Pitch Standard Accessories •Connects Directly to the Tek 4000/7000 Oscilloscopes using TekVPI Probe Interface •Provides Automatic Units Scaling and Readout on the Oscilloscope Display •Easy Access to Scope Displayed Probe Menu for Probe Setup Control and Operating Status Information | N/A | N/A |  | Maciej Brodowicz | maciek@cct.lsu.edu | 225 334 2457
Office of Research & Economic Development | Center for Computation and Technology | Lab 19: Fluke 87-V | http://lab19.cct.lsu.edu/Equipment.html | •True-rms ac voltage and current for accurate measurements on non linear signals •Selectable filter for accurate voltage and frequency measurements on motor drives •0.05 % dc accuracy •6000 counts, 3-3/4 digits •4-1/2 digit mode for precise measurements (20,000 counts) •Measure up to 1000 V ac and dc •Measure up to 10 A, 20 A for up to 30 seconds •Built in thermometer lets you carry one less tool (TC probe included) •Frequency to 200 kHz and % duty cycle •Resistance, continuity and diode test •10,000 µF capacitance range for components and motor caps •Min/Max-Average recording with Min/Max Alert to capture variations automatically •Peak capture to record transients as fast as 250 µs •Relative mode to remove test lead interference from low ohms measurements •Auto and manual ranging for maximum flexibility •Touch Hold to capture stable readings avoiding noisy signals •Large display digits and two-level bright white backlight for increased visibility •Analog bargraph for fast changing or unstable signals •Input Alert provides audible warning against wrong use of input jacks •Improved selectable sleep mode for long battery life •Access door for fast battery changes without breaking the calibration seal •"Classic" design with new removable holster with built in test lead and probe storage | N/A | N/A |  | Maciej Brodowicz | maciek@cct.lsu.edu | 225 334 2457
Office of Research & Economic Development | Center for Computation and Technology | Lab 19: Fluke 189 | http://lab19.cct.lsu.edu/Equipment.html | •Extremely fast readings •50,000 counts display •0.025% basic DC accuracy •True RMS AC + DC measurements •100 kHz AC bandwidth for voltage and current •Ergonomic high-impact overmolded case •Dual display with bargraph and two-level backlight •Min/max/average with real time clock and 250 µs Fast Min-Max •Frequency, capacitance, duty cycle & pulse width measurements •Resistance, conductance, continuity and diode measurements •Temperature and dBV/dBm with selectable reference •PC interface for data exchange and closed case calibration •Battery and fuse access without breaking calibration seal •Internal memory allows stand-alone logging of up to 1000 measurements •Readings memory for up to 100 readings | N/A | N/A |  | Maciej Brodowicz | maciek@cct.lsu.edu | 225 334 2457
Office of Research & Economic Development | Center for Computation and Technology | Lab 19: Fluke 289 | http://lab19.cct.lsu.edu/Equipment.html | •New diagnostic functionality for maximizing productivity in the plant. The new 289 is the next generation high performance industrial logging multimeter designed to solve complex problems in electronics, plant automation, power distribution, and electro-mechanical equipment. With the ability to log data and review it graphically on-screen, you can solve problems faster and help minimize downtime. Let the new 289 be your watchdog for systems or processes while you are off solving other problems. •Maximize productivity with the combined Fluke 289 and FlukeView forms combo kit. With built-in data logger and TrendCapture capability, the 289 helps you track down elusive, intermittent problems, monitoring equipment with any of its functions while you do other jobs. Overlay your logged data from six meters or six time periods to find cause and effect relationships or for condition monitoring applications in FVF software. Turn your data into meaningful graphs and tables for a professional report. The 289/FVF combo kit gives you a practical & affordable approach to predictive maintenance. | N/A | N/A |  | Maciej Brodowicz | maciek@cct.lsu.edu | 225 334 2457
Office of Research & Economic Development | Center for Computation and Technology | Lab 19: Metex universal test system MS-9170 | http://lab19.cct.lsu.edu/Equipment.html | •40,000 count True RMS DMM, •2.7GHz Frequency Counter •10MHz Function Generator •Triple Output Power Supply •True RMS Digital Multimeter: DCV - 5 ranges to 1000V. ACV - 5 ranges to 750VAC. AC/DC current - 4 ranges to 20 Amp. Resistance to 4M, Capacitance 4 ranges to 200uF. Continuity, diode, logic and hFE testing. •DC Power Supply (3-1/2 digit LED display): Triple Output. 0 ~ 30V @ 0 ~ 3A. 5V fixed @ 2A. And 15V fixed @ 1A. •Frequency Counter: Channel A - 1Hz ~ 20MHz. Channel B - 20MHz ~ 2.7GHz. Selectable Time Base - Channel A, B Switch Selectable. •Function Generator: Sine, Square, Triangle, Skewed Sine, Ramp, Pulse, TTL. Frequency - 1Hz ~ 10MHz. Amplitude 2Vpp to 20Vpp open load. •Dimensions: 14.5" W x 6.5" H x 12.5" D. Weight 39 lbs. | N/A | N/A |  | Maciej Brodowicz | maciek@cct.lsu.edu | 225 334 2457
Office of Research & Economic Development | Center for Computation and Technology | Lab 19: Avnet Virtex 4 PCIe | http://lab19.cct.lsu.edu/Equipment.html | •Xilinx Virtex-4 XC4VFX60-11FF1152 FPGA •PCI-Express x8 end-point edge connector •Two SFP module connectors •SATA host connector •Five general-purpose Rocket I/O™ MGT ports •Programmable LVDS clock generators •On-board 100 MHz LVTTL oscillator •On-board LVTTL oscillator socket •User clock inputs via differential SMA connectors •16M x 32 DDR SDRAM •8M x 16 Flash •EXP expansion slot •10/100/1000 Ethernet PHY •Platform Flash configuration memory •JTAG programming/configuration port •CPU JTAG/debug/trace ports •SystemACE interface •RS-232 serial port •USB 2.0 interface •User switches and LEDs | N/A | N/A |  | Maciej Brodowicz | maciek@cct.lsu.edu | 225 334 2457
Office of Research & Economic Development | Center for Computation and Technology | Lab 19: Xilinx Virtex 5 ML506 | http://lab19.cct.lsu.edu/Equipment.html | •XC5VSX50TFFG1136 •DDR2 SODIMM (256 MB) •ZBT SRAM (1 MB) •Linear Flash (32 MB) •System ACE™ CF (CompactFlash) interface •Platform Flash •SPI Flash •JTAG Programming Interface •External Clocking (2 Differential Pairs) •USB (2) – Host and Peripheral •PS/2 (2) – Keyboard, Mouse •RJ-45 – 10/100/1000 Networking •RS-232 (Male) – Serial port •Audio In (2) – Line, Microphone •Audio Out (2) – Line, Amp, SPDIF, Piezo Speaker •Rotary Encoder •Video Input •Video (DVI/VGA) Output •Single-Ended and Differential I/O Expansion •GPIO DIP Switch (8), LEDs (8), and Pushbuttons (5) •MII, GMII, RGMII, and SGMII Ethernet PHY Interfaces •PCI Express® Edge Connector (x1 Endpoint) •GTP: SFP (1000Base-X) •GTP: SMA (RX and TX Differential Pairs) •GTP: SGMII •GTP: PCIe® •GTP: SATA (Dual Host Connections) •GTP Clock Synthesis Chips •Header for 2nd Serial Port •2nd Platform Flash PROM (32 Mb) for large device •Mictor Trace Port •BDM Debug Port •Soft Touch Port | N/A | N/A |  | Maciej Brodowicz | maciek@cct.lsu.edu | 225 334 2457
Office of Research & Economic Development | Center for Computation and Technology | Lab 19: Xilinx Virtex 5 ML507 | http://lab19.cct.lsu.edu/Equipment.html | •XC5VFX70TFFG1136 •DDR2 SODIMM (256 MB) •ZBT SRAM ( 1 MB) •Linear Flash ( 32 MB) •System ACE™ CF technology (CompactFlash) •Platform Flash •SPI Flash •JTAG programming interface •External clocking (2 differential pairs) •USB (2) – host and peripheral •PS/2 (2) – keyboard, mouse •RJ-45 – 10/100/1000 networking •RS-232 (Male) – serial port •Audio In (2) – line, microphone •Audio Out (2) – line, amp, SPDIF, piezo speaker •Rotary encoder •Video Input •Video (DVI/VGA) output •Single-ended and differential I/O expansion •GPIO DIP switch (8), LEDs (8), and push buttons (5) •MII, GMII, RGMII, and SGMII Ethernet PHY interfaces •PCI Express® edge connector (x1 Endpoint) •GTX: SFP (1000Base-X) •GTX: SMA (RX and TX differential pairs) •GTX: SGMII •GTX: PCIe™ •GTX: SATA (dual host connections) •GTX clock synthesis chips •Header for second serial port •Second Platform Flash PROM (32 Mb) for large device •Mictor trace port •BDM debug port •Soft touch port | N/A | N/A |  | Maciej Brodowicz | maciek@cct.lsu.edu | 225 334 2457
Office of Research & Economic Development | Center for Computation and Technology | Lab 19: Xilinx Virtex 5 ML555 | http://lab19.cct.lsu.edu/Equipment.html | •Virtex-5 LXT XC5VLX50T-1FF1136 FPGA •Serial Connectivity: - PCIe: 8-lane add-in card connector - SFP: 2 transceiver module ports (SFP modules not included) - SATA: 1 Serial ATA disk drive interface connector (SATA cable not included) - SMA: 1 SMA port for off-board GTP transceiver connectivity - USB: 1 USB 2.0 port (USB interface cable not included) •Parallel Connectivity: - PCI / PCI-X: 64-bit 3.3V add-in card connector - LVDS: 2 SAMTEC LVDS interface connectors with up to 24 high-speed channels each •Additional Connectivity: - Xilinx Generic Interface (XGI) headers support installation of Xilinx Ethernet PHY daughter card (sold separately) for 10/100/1000 Mb Ethernet connectivity •Memory Resources: - 200-pin 1.8V SODIMM socket with 256 MB (32M x 64 bit) DDR2 SDRAM •Device Configuration - Static or dynamic device reconfiguration support with the XC2C32 CoolRunner™-II CPLD - Device configuration through on-board Platform Flash, or download using Xilinx Platform Cable USB •Xilinx LogiCORE™ IP supported: - PCI Express endpoint designs in X1, X2, X4, and X8 configurations - PCI-X 64b @ 66/100/133 MHz - PCI 32b @ 33/66 MHz, 64b @ 33 MHz •Clocking: - Three on-board clock sources, two differential SMA clock inputs - Two programmable clock synthesizer chips to support DDR2 memory interfaces, 10/100/1000 Mb Ethernet protocols, SATA, Fibre Channel, Aurora, and other serial GTP baud rates - PCI clocking support for global and regional clocking applications •Misc: - User pushbutton switches and LEDs - On-board power regulators (3.0V PCI, 2.5V, 1.8V, 1.0V, 0.9V VTT) | N/A | N/A |  | Maciej Brodowicz | maciek@cct.lsu.edu | 225 334 2457
Office of Research & Economic Development | Center for Computation and Technology | Lab 19: Xilinx Virtex 5 ML555 | http://lab19.cct.lsu.edu/Equipment.html | •The Spartan™-3 PCI Express® Starter Kit is a complete development board solution giving designers instant access to the capabilities of the Spartan-3 family and the Xilinx PCI Express Core. •Lowest risk path for high-volume applications •Full compliance with PCIe™ spec v1.1 •x1 PIPE IP with NXP PHY Xilinx Devices: •Spartan-3 (XC3S1000-4FG676C) •Platform Flash (XCF08P-VO20C) •Clocks: 50 MHz crystal clock oscillator •Memory: 32MB x 32 DDR SDRAM •Connectors and Interfaces: •Philips PCI Express SerDes PX1011A •PCI Express X1 card edge •RS-232 serial port •Four slide switches •Eight individual LED outputs •Two momentary-contact push buttons •Video DAC | N/A | N/A |  | Maciej Brodowicz | maciek@cct.lsu.edu | 225 334 2457
Office of Research & Economic Development | Center for Computation and Technology | Lab 19: DRC RPU110-L200 | http://lab19.cct.lsu.edu/Equipment.html | The RPU110-L200 includes an independent memory controller that provides greater memory bandwidth for maximum data flow. It also incorporates the largest FPGA available to deliver the greatest usable logic capacity for improved code efficiency and accelerated performance of compute-intensive applications. DRC’s RPU110–L200 module plugs directly into an open processor socket in a multi-way AMD Opteron™ system to provide direct access to adjacent double data-rate (DDR) memory and Opteron processors at HyperTransport™ speed and nanosecond latency. This tight coupling between the central processing unit (CPU) and memory eliminates bandwidth and latency issues and provides a general purpose system with supercomputer capability by running computations in hardware. Resulting speeds can be 10 to 20 times faster than if the subroutines were run in software. In addition, the RPU110-L200 is inherently efficient, requiring less power and space and reducing the number of nodes required to do the same work. DRC’s RPU110-L200 reduces power consumption, heat emissions, and space requirements in today’s data centers and delivers significant performance gains through RPU acceleration. The RPU110-L200 features on-board DDR2 memory, any of three HyperTransport bus interfaces and the largest FPGAs on the market, including the Xilinx Virtex™-4 LX160, and Virtex-4 LX200 FPGAs. The RPU110-L200 enables greater application acceleration in three ways: first, with three times more compute resources in the L200, more of any given application can run on the RPU; second, with 2GB of on-board RPU memory plus the 8GB of motherboard memory, the RPU110-L200 delivers more than 17GB/second of system memory bandwidth, three times the stand-alone CPU bandwidth; and third, up to 3.2GB of usable system bus bandwidth is now available. | N/A | N/A |  | Maciej Brodowicz | maciek@cct.lsu.edu | 225 334 2457
Office of Research & Economic Development | Center for Computation and Technology | Lab 19: X620 PCI-X board | http://lab19.cct.lsu.edu/Equipment.html | •96 high-performance processing elements cores, each with dedicated memory • 6 Kbytes high bandwidth memory per processing element • 128 Kbytes on-chip scratchpad memory • 64-bit DDR2 DRAM interface with ECC support • ClearConnect provides on-chip and inter-chip data network • Host interface and debug port • 64-bit virtual, 48-bit physical addressing • On-chip instruction and data caches • On-chip DMAcontroller • 10W average power dissipation • 25 GFLOPS sustained double precision DGEMM • 250K 1,024-point complex floating point FFTs/second • 96 Gbytes/s internal memory • 3.2 Gbytes/s external memory • 2 x 3.2 Gbytes/s chip-to-chip bandwidth | N/A | N/A |  | Maciej Brodowicz | maciek@cct.lsu.edu | 225 334 2457
Office of Research & Economic Development | Center for Computation and Technology | Lab 19: X620 PCI-X board | http://lab19.cct.lsu.edu/Equipment.html | The ClearSpeed Advance e710 is the latest accelerator to bring all the benefits of ClearSpeed's technology to the newest generation of multi-core industry standard servers. It delivers new levels of compute performance, reliability, precision and accuracy for high performance computing (HPC) applications in financial services and a wide variety of scientific disciplines. The Advance e710's compact size and low power consumption enable it to be installed quickly and easily into industry standard servers, without requiring any additional cooling or power supplies. The low profile PCIe x8 board includes one ClearSpeed CSX700 and 2 GBytes of ECC-protected DRAM. The small size and low power dissipation of the ClearSpeed Advance e710 with the new PCIe switch technology, opens the way to dense, low power, peta-scale computation. The low-profile format of the e710 enables boards to be densely integrated vertically in a 2U server chassis. The ClearSpeed CATS-700 integrates 12 e710 boards using PCIe Gen1 switches within a 1U enclosure. By using the latest Gen2 PCIe switches devices, larger and/or higher bandwidth aggregations are possible. | N/A | N/A |  | Maciej Brodowicz | maciek@cct.lsu.edu | 225 334 2457
Office of Research & Economic Development | Center for Computation and Technology | Lab 19: Mercury Computing Cell BE Board | http://lab19.cct.lsu.edu/Equipment.html | •More than 180 GFLOPS in a PCI Express® accelerator card •One Cell BE processor running at 2.8 GHz •PCI Express x16 channel •Dual Gigabit Ethernet ports •Optional MultiCore Plus Cell SDK ✤Cell BE Processor PPE core: IBM® 64-bit Power Architecture™ L1 cache size: 32 KB instruction; 32 KB data L2 cache size: 512 KB SPEs: 8 Local store: 256 KB Registers: 128 x 128 bits wide EIB: 180 GB/s sustained aggregate bandwidth Processor internal clock speed: 2.8 GHz Processor-to-memory bandwidth: 22.8 GB/s For more information regarding this product, visit this link: Product Information: http://www.mc.com/products/boards/accelerator_board2.aspx | N/A | N/A |  | Maciej Brodowicz | maciek@cct.lsu.edu | 225 334 2457
Office of Research & Economic Development | Center for Computation and Technology | Lab 19: MPJA 9333 Dual Output | http://lab19.cct.lsu.edu/Equipment.html | *Two fully adjustable supplies combined with two auxiliary outputs. *Two 0 to 30/0 to 5A outputs with selectable Constant Voltage and Constant Current modes *Outputs up 60V in series mode or 10A in parallel mode *Two auxiliary outputs with fixed current of 3 to 6.5V/3A and 8 to 15V/1A *Overload and short circuit protection *Complete with power cord and 4 pairs of test leads (banana plug to alligator clip) | N/A | N/A |  | Maciej Brodowicz | maciek@cct.lsu.edu | 225 334 2457
Office of Research & Economic Development | Center for Computation and Technology | Lab 19: MPJA 9333 Dual Output | http://lab19.cct.lsu.edu/Equipment.html | •Your new DC regulated power source provides accurate and stable DC power. It is ideal for test benches, laboratories, schools and repair facilities. The multi-turn voltage control knob helps the user accurately dial in a precise voltage. The large easy to read LCD accurately displays the voltage and current outputs. This product is expertly manufactured for MPJA, Inc. and incorporates SMT PC boards and a built in cooling fan for reliable performance and long life. •Features: •SMD adhesive sheet element technology for internal PCB construction • Attractive large yellow liquid crystal display for voltage and current •Built in cooling fan for long life *Multiloop high precision voltage regulation •Progressive current regulation •Dual terminal system. Safety test style or expandable screw terminals •Overload protection circuit •Low ripple voltage: <1mV P-P *Isolated floating Output •Metal frame construction | N/A | N/A |  | Maciej Brodowicz | maciek@cct.lsu.edu | 225 334 2457
Office of Research & Economic Development | Center for Computation and Technology | Lab 19: Instek programmable power supply PST-3202 | http://lab19.cct.lsu.edu/Equipment.html | •0-32V x2, 0-6V x1 •0-2A x2, 0-5A x1 •Digitized Programmable Interface, High Resolution 10mV 1mA •192 * 128 LCD Display, Display Several Setting and Measuring Result Simultaneously (Variable Display Mode) •Intelligent Windows Operating Interface •Support Several Directly Buttons •Provided Auto Series and Parallel Function •High Stability, Low Drift •Over-Voltage, Over-Current, Over-Temperature Protectionli> •Intelligent Fan Control (Change by Output Power) •Built-in Buzzer Alarm •100 Sets Memory for Setting Save, Auto Running •Interface (Standard) RS-232 •Interface (Option) GPIB (IEEE 488.2) | N/A | N/A |  | Maciej Brodowicz | maciek@cct.lsu.edu | 225 334 2457
Office of Research & Economic Development | Center for Computation and Technology | Lab 19: Lambda high current power supply ZUP6-66/U | http://lab19.cct.lsu.edu/Equipment.html | •Constant voltage/constant current •Built-in RS232 and RS485 interface •An embedded microprocessor controller •Digital encoder knob •Software calibration •Last setting memory •Parallel operation (Master/Slave) active current sharing •External voltage or resistance programming •Voltage up to 120V, current up to 132A •Active power factor correction: 99% •85~265VAC universal input voltage •19" rack mounted ATE and OEM •Worldwide safety agency approvals •CD Mark for LVD and EMC Regulations For more information view the DataSheet here: http://lab19.cct.lsu.edu/Prototyping_files/Zup6_datasheet.pdf | N/A | N/A |  | Maciej Brodowicz | maciek@cct.lsu.edu | 225 334 2457
Office of Research & Economic Development | Center for Computation and Technology | Lab 19:Lambda high current power supply ZUP6-132/U | http://lab19.cct.lsu.edu/Equipment.html | •Constant voltage/constant current •Built-in RS232 and RS485 interface •An embedded microprocessor controller •Digital encoder knob •Software calibration •Last setting memory •Parallel operation (Master/Slave) active current sharing •External voltage or resistance programming •Voltage up to 120V, current up to 132A •Active power factor correction: 99% •85~265VAC universal input voltage •19" rack mounted ATE and OEM •Worldwide safety agency approvals •CD Mark for LVD and EMC Regulations For more information view the DataSheet here: http://lab19.cct.lsu.edu/Prototyping_files/Zup6_datasheet.pdf | N/A | N/A |  | Maciej Brodowicz | maciek@cct.lsu.edu | 225 334 2457
Office of Research & Economic Development | Center for Computation and Technology | Lab 19: Tektronix PS280 | http://lab19.cct.lsu.edu/Equipment.html | •90 W, Single Output, 3-1/2 digit Display •0 to 30 V, 0 to 3 A (PS281) •0 to 18 V, 0 to 5 A (PS282) •Variable Current Limiting •Overload and Over-voltage Protection •The PS281/282 DC Power Supplies meet the requirements of laboratory, classroom and production environments. PS282 Single Output 18 V/5 A Power Supply Includes: Operator's Manual, 3 Pairs of Test Leads, US Power Cord, One Year Warranty. | N/A | N/A |  | Maciej Brodowicz | maciek@cct.lsu.edu | 225 334 2457
Office of Research & Economic Development | Center for Computation and Technology | Lab 19: Coolrunner II starter kit | http://lab19.cct.lsu.edu/Equipment.html | The CoolRunner™-II Starter Kit is an ideal platform to evaluate and implement your CPLD designs quickly. A unique development board with eight peripheral connectors, allow you to select from a variety of peripheral expansion modules (sold separately) to expand the capabilities of your design. •What's Included •X-Board with XC2C256-TQ144 •Resource CD, including reference manual, software, application notes, web seminars, and data sheets •USB Cable •ISE® WebPACK™ CD •PMod-PS2 (PS2 module to connect keyboard or other PS2 device to X-Board) •PMod-SSD (Seven Segment Display module) •PMod-SWITCH (Switch module to provide interface to 4 slide switches) •Key Features •XC2C256 CoolRunner-II in TQ144 package •USB Interface •Eight 6-pin connectors for standard peripheral modules •One 26-pin and one 16-pin connector for daughter boards •Built-in temperature and power monitor •Free Reference Designs | N/A | N/A |  | Maciej Brodowicz | maciek@cct.lsu.edu | 225 334 2457
Office of Research & Economic Development | Center for Computation and Technology | Lab 19: Coolrunner II Peripheral Bundle | http://lab19.cct.lsu.edu/Equipment.html | The Peripheral Module Bundle includes eight different Pmods that have been specifically selected to add useful features to the CoolRunner™-II Starter Kit. The peripheral module bundle contains the following modules: •PMod-AD1 (8-bit, 1 MSa/s analog to digital converter, 2 channels) •PMod-DA2 (12-bit, 1 Msa/s digital to analog converter, 2 channels) •PMod-HB3 (H-bridge amplifier for DC motor drive, 12V, 2A) •PMod-CON3 (Connector module for driving up to four servo motors) •PMod-AMP1 (1W stereo amplifier module) •PMod-SF (16-Mbit serial Flash module) •PMod-OC1 (Open Collector peripheral module) •PMod-RS232 (RS-232 serial port module) Key Features •1 MSa/s A/D and D/A converters •H-bridge amplifier that can drive DC motors with up to 2A •Connector interface board that can drive up to four servo motors •16 Mbit serial flash device •Open-collector driver that can drive up to 200 mA loads •RS-232 serial port •EU-RoHS compliant. | N/A | N/A |  | Maciej Brodowicz | maciek@cct.lsu.edu | 225 334 2457
Office of Research & Economic Development | Center for Computation and Technology | Lab 19: Xilinx USB platform cable DLC9 | http://lab19.cct.lsu.edu/Equipment.html | For more information view the DataSheet here: http://lab19.cct.lsu.edu/Prototyping_files/Zup6_datasheet.pdf | N/A | N/A |  | Maciej Brodowicz | maciek@cct.lsu.edu | 225 334 2457
Office of Research & Economic Development | Center for Computation and Technology | Lab 19: Xilinx USB platform cable II DLC10 | http://lab19.cct.lsu.edu/Equipment.html | For more information view the DataSheet here: http://lab19.cct.lsu.edu/Prototyping_files/Zup6_datasheet.pdf | N/A | N/A |  | Maciej Brodowicz | maciek@cct.lsu.edu | 225 334 2457
Office of Research & Economic Development | Center for Computation and Technology | Lab 19: Electronic Components | http://lab19.cct.lsu.edu/Equipment.html | • Resistors • Capacitors • Diodes • Transistors • Op Amps • CPLDs • Linear voltage regulators • Optocouplers • Oscillators • Triacs • Sockets • Connectors • Wire •Solderless breadboards | N/A | N/A |  | Maciej Brodowicz | maciek@cct.lsu.edu | 225 334 2457